## 240V_Type E SURION
Issue Date: 2018-11-18
Database Identification Number | Listed Combination Motor Controller Information |  | Construction Type | Component Description | [7 empty] | Combination Motor Controller Ratings |  |  |  |  | Enclosure Volume, cubic inches | Conditions of Use
Listing Report Information
| UL File Number | Report Issue Date YYYY-MM-DD |  | Component Type Abbreviation | Manufacturer Name | Complete Part Number | Voltage, V | Number of Phases | SCCR, kA | Full Load Current, A | Hp Rating | Voltage, V | Number of Phases | SCCR, kA | Current Rating, FLA or FLA/LRA | Hp Rating
GE.E.GPS1BHAG.L | E172253 | 2002-04-25 | E | MSP | General Electric Co. | GPS1BHAG | 240 | 3 | 50 | 2.2 | 1 | 240 | 3 | 50 | 2.2 | 1 | 300 | 1.5
|  |  |  | ACC(ADAPTOR) | GE Power Controls Iberica S.L. | GPAPT1E | - | - | - | - | -
|  |  |  | ACC(SHORT-CIRCUIT TRIP INDICATOR) | General Electric Co. | GPAE11LLA | - | - | - | - | -
GE.E.GPS1BHAH.L | E172253 | 2002-04-25 | E | MSP | General Electric Co. | GPS1BHAH | 240 | 3 | 50 | 3.2 | 2 | 240 | 3 | 50 | 3.2 | 2 | 300 | 1.5
|  |  |  | ACC(ADAPTOR) | GE Power Controls Iberica S.L. | GPAPT1E | - | - | - | - | -
|  |  |  | ACC(SHORT-CIRCUIT TRIP INDICATOR) | General Electric Co. | GPAE11LLA | - | - | - | - | -
GE.E.GPS1BHAJ.L | E172253 | 2002-04-25 | E | MSP | General Electric Co. | GPS1BHAJ | 240 | 3 | 50 | 6 | 3 | 240 | 3 | 50 | 6 | 3 | 300 | 1.5
|  |  |  | ACC(ADAPTOR) | GE Power Controls Iberica S.L. | GPAPT1E | - | - | - | - | -
|  |  |  | ACC(SHORT-CIRCUIT TRIP INDICATOR) | General Electric Co. | GPAE11LLA | - | - | - | - | -
GE.E.GPS1BHAK.L | E172253 | 2002-04-25 | E | MSP | General Electric Co. | GPS1BHAK | 240 | 3 | 50 | 9.6 | 4 | 240 | 3 | 50 | 9.6 | 4 | 300 | 1.5
|  |  |  | ACC(ADAPTOR) | GE Power Controls Iberica S.L. | GPAPT1E | - | - | - | - | -
|  |  |  | ACC(SHORT-CIRCUIT TRIP INDICATOR) | General Electric Co. | GPAE11LLA | - | - | - | - | -
GE.E.GPS1BHAL.L | E172253 | 2002-04-25 | E | MSP | General Electric Co. | GPS1BHAL | 240 | 3 | 50 | 9.6 | 7-1/2 | 240 | 3 | 50 | 9.6 | 7-1/2 | 300 | 1.5
|  |  |  | ACC(ADAPTOR) | GE Power Controls Iberica S.L. | GPAPT1E | - | - | - | - | -
|  |  |  | ACC(SHORT-CIRCUIT TRIP INDICATOR) | General Electric Co. | GPAE11LLA | - | - | - | - | -
GE.E.GPS1BHAM.L | E172253 | 2002-04-25 | E | MSP | General Electric Co. | GPS1BHAM | 240 | 3 | 50 | 15.2 | 10 | 240 | 3 | 50 | 15.2 | 10 | 300 | 1.5
|  |  |  | ACC(ADAPTOR) | GE Power Controls Iberica S.L. | GPAPT1E | - | - | - | - | -
|  |  |  | ACC(SHORT-CIRCUIT TRIP INDICATOR) | General Electric Co. | GPAE11LLA | - | - | - | - | -
GE.E.GPS1BHAN.L | E172253 | 2002-04-25 | E | MSP | General Electric Co. | GPS1BHAN | 240 | 3 | 50 | 15.2 | 10 | 240 | 3 | 50 | 15.2 | 10 | 300 | 1.5
|  |  |  | ACC(ADAPTOR) | GE Power Controls Iberica S.L. | GPAPT1E | - | - | - | - | -
|  |  |  | ACC(SHORT-CIRCUIT TRIP INDICATOR) | General Electric Co. | GPAE11LLA | - | - | - | - | -
GE.E.GPS1BHAP.L | E172253 | 2002-04-25 | E | MSP | General Electric Co. | GPS1BHAP | 240 | 3 | 50 | 22 | 15 | 240 | 3 | 50 | 22 | 15 | 300 | 1.5
|  |  |  | ACC(ADAPTOR) | GE Power Controls Iberica S.L. | GPAPT1E | - | - | - | - | -
|  |  |  | ACC(SHORT-CIRCUIT TRIP INDICATOR) | General Electric Co. | GPAE11LLA | - | - | - | - | -
GE.E.GPS1BHAR.L | E172253 | 2002-04-25 | E | MSP | General Electric Co. | GPS1BHAR | 240 | 3 | 50 | 28 | 20 | 240 | 3 | 50 | 28 | 20 | 300 | 1.5
|  |  |  | ACC(ADAPTOR) | GE Power Controls Iberica S.L. | GPAPT1E | - | - | - | - | -
|  |  |  | ACC(SHORT-CIRCUIT TRIP INDICATOR) | General Electric Co. | GPAE11LLA | - | - | - | - | -
GE.E.GPS2BHK.L | E172253 | 2002-04-25 | E | MSP | General Electric Co. | GPS2BHAK | 240 | 3 | 50 | 9.6 | 5 | 240 | 3 | 50 | 9.6 | 5 | 420 | 1.5
|  |  |  | ACC(SHORT-CIRCUIT TRIP INDICATOR) | General Electric Co. | GPAE11LLA | - | - | - | - | -
GE.E.GPS2BHL.L | E172253 | 2002-04-25 | E | MSP | General Electric Co. | GPS2BHAL | 240 | 3 | 50 | 9.6 | 7-1/2 | 240 | 3 | 50 | 9.6 | 7-1/2 | 420 | 1.5
|  |  |  | ACC(SHORT-CIRCUIT TRIP INDICATOR) | General Electric Co. | GPAE11LLA | - | - | - | - | -
GE.E.GPS2BHM.L | E172253 | 2002-04-25 | E | MSP | General Electric Co. | GPS2BHAM | 240 | 3 | 50 | 15.2 | 10 | 240 | 3 | 50 | 15.2 | 10 | 420 | 1.5
|  |  |  | ACC(SHORT-CIRCUIT TRIP INDICATOR) | General Electric Co. | GPAE11LLA | - | - | - | - | -
GE.E.GPS2BHN.L | E172253 | 2002-04-25 | E | MSP | General Electric Co. | GPS2BHAN | 240 | 3 | 50 | 15.2 | 10 | 240 | 3 | 50 | 15.2 | 10 | 420 | 1.5
|  |  |  | ACC(SHORT-CIRCUIT TRIP INDICATOR) | General Electric Co. | GPAE11LLA | - | - | - | - | -
GE.E.GPS2BHP.L | E172253 | 2002-04-25 | E | MSP | General Electric Co. | GPS2BHAP | 240 | 3 | 50 | 22 | 15 | 240 | 3 | 50 | 22 | 15 | 420 | 1.5
|  |  |  | ACC(SHORT-CIRCUIT TRIP INDICATOR) | General Electric Co. | GPAE11LLA | - | - | - | - | -
GE.E.GPS2BHR.L | E172253 | 2002-04-25 | E | MSP | General Electric Co. | GPS2BHAR | 240 | 3 | 50 | 28 | 20 | 240 | 3 | 50 | 28 | 20 | 420 | 1.5
|  |  |  | ACC(SHORT-CIRCUIT TRIP INDICATOR) | General Electric Co. | GPAE11LLA | - | - | - | - | -
GE.E.GPS2BHS.L | E172253 | 2002-04-25 | E | MSP | General Electric Co. | GPS2BHAS | 240 | 3 | 50 | 28 | 30 | 240 | 3 | 50 | 28 | 30 | 420 | 1.5
|  |  |  | ACC(SHORT-CIRCUIT TRIP INDICATOR) | General Electric Co. | GPAE11LLA | - | - | - | - | -
GE.E.GPS2BHT.L | E172253 | 2002-04-25 | E | MSP | General Electric Co. | GPS2BHAT | 240 | 3 | 50 | 42 | 30 | 240 | 3 | 50 | 42 | 30 | 420 | 1.5
|  |  |  | ACC(SHORT-CIRCUIT TRIP INDICATOR) | General Electric Co. | GPAE11LLA | - | - | - | - | -
GE.E.GPS2BHU.L | E172253 | 2002-04-25 | E | MSP | General Electric Co. | GPS2BHAU | 240 | 3 | 50 | 54 | 40 | 240 | 3 | 50 | 54 | 40 | 420 | 1.5
|  |  |  | ACC(SHORT-CIRCUIT TRIP INDICATOR) | General Electric Co. | GPAE11LLA | - | - | - | - | -

## 480V_Type E SURION
Issue Date: 2018-11-18
Database Identification Number | Listed Combination Motor Controller Information |  | Construction Type | Component Description | [7 empty] | Combination Motor Controller Ratings |  |  |  |  | Enclosure Volume, cubic inches | Conditions of Use
Listing Report Information
| UL File Number | Report Issue Date YYYY-MM-DD |  | Component Type Abbreviation | Manufacturer Name | Complete Part Number | Voltage, V | Number of Phases | SCCR, kA | Full Load Current, A | Hp Rating | Voltage, V | Number of Phases | SCCR, kA | Current Rating, FLA or FLA/LRA | Hp Rating
GE.E.GPS1BHAA | E172253 | 2002-04-25 | E | MSP | General Electric Co. | GPS1BHAA | 480 | 3 | 50 | 0.16 | - | 480Y/277 | 3 | 50 | 0,16 / 1,2 | - | 300 | 1.5
|  |  |  | ACC(ADAPTOR) | GE Power Controls Iberica S.L. | GPAPT1E | - | - | - | - | -
|  |  |  | ACC(SHORT-CIRCUIT TRIP INDICATOR) | General Electric Co. | GPAE11LLA | - | - | - | - | -
GE.E.GPS1BHAB | E172253 | 2002-04-25 | E | MSP | General Electric Co. | GPS1BHAB | 480 | 3 | 50 | 0.25 | - | 480Y/277 | 3 | 50 | 0,25 / 1,8 | - | 300 | 1.5
|  |  |  | ACC(ADAPTOR) | GE Power Controls Iberica S.L. | GPAPT1E | - | - | - | - | -
|  |  |  | ACC(SHORT-CIRCUIT TRIP INDICATOR) | General Electric Co. | GPAE11LLA | - | - | - | - | -
GE.E.GPS1BHAC | E172253 | 2002-04-25 | E | MSP | General Electric Co. | GPS1BHAC | 480 | 3 | 50 | 0.4 | - | 480Y/277 | 3 | 50 | 0,4 / 3 | - | 300 | 1.5
|  |  |  | ACC(ADAPTOR) | GE Power Controls Iberica S.L. | GPAPT1E | - | - | - | - | -
|  |  |  | ACC(SHORT-CIRCUIT TRIP INDICATOR) | General Electric Co. | GPAE11LLA | - | - | - | - | -
GE.E.GPS1BHAD | E172253 | 2002-04-25 | E | MSP | General Electric Co. | GPS1BHAD | 480 | 3 | 50 | 0.63 | - | 480Y/277 | 3 | 50 | 0,63 / 4,7 | - | 300 | 1.5
|  |  |  | ACC(ADAPTOR) | GE Power Controls Iberica S.L. | GPAPT1E | - | - | - | - | -
|  |  |  | ACC(SHORT-CIRCUIT TRIP INDICATOR) | General Electric Co. | GPAE11LLA | - | - | - | - | -
GE.E.GPS1BHAE | E172253 | 2002-04-25 | E | MSP | General Electric Co. | GPS1BHAE | 480 | 3 | 50 | 1 | - | 480Y/277 | 3 | 50 | 1 / 7,5 | - | 300 | 1.5
|  |  |  | ACC(ADAPTOR) | GE Power Controls Iberica S.L. | GPAPT1E | - | - | - | - | -
|  |  |  | ACC(SHORT-CIRCUIT TRIP INDICATOR) | General Electric Co. | GPAE11LLA | - | - | - | - | -
GE.E.GPS1BHAF | E172253 | 2002-04-25 | E | MSP | General Electric Co. | GPS1BHAF | 480 | 3 | 50 | 1.6 | 3/4 | 480Y/277 | 3 | 50 | 1.6 | 3/4 | 300 | 1.5
|  |  |  | ACC(ADAPTOR) | GE Power Controls Iberica S.L. | GPAPT1E | - | - | - | - | -
|  |  |  | ACC(SHORT-CIRCUIT TRIP INDICATOR) | General Electric Co. | GPAE11LLA | - | - | - | - | -
GE.E.GPS1BHAG | E172253 | 2002-04-25 | E | MSP | General Electric Co. | GPS1BHAG | 480 | 3 | 50 | 2.1 | 1 | 480Y/277 | 3 | 50 | 2.1 | 1 | 300 | 1.5
|  |  |  | ACC(ADAPTOR) | GE Power Controls Iberica S.L. | GPAPT1E | - | - | - | - | -
|  |  |  | ACC(SHORT-CIRCUIT TRIP INDICATOR) | General Electric Co. | GPAE11LLA | - | - | - | - | -
GE.E.GPS1BHAH | E172253 | 2002-04-25 | E | MSP | General Electric Co. | GPS1BHAH | 480 | 3 | 50 | 3.4 | 2 | 480Y/277 | 3 | 50 | 3.4 | 2 | 300 | 1.5
|  |  |  | ACC(ADAPTOR) | GE Power Controls Iberica S.L. | GPAPT1E | - | - | - | - | -
|  |  |  | ACC(SHORT-CIRCUIT TRIP INDICATOR) | General Electric Co. | GPAE11LLA | - | - | - | - | -
GE.E.GPS1BHAJ | E172253 | 2002-04-25 | E | MSP | General Electric Co. | GPS1BHAJ | 480 | 3 | 50 | 4.8 | 3 | 480Y/277 | 3 | 50 | 4.8 | 3 | 300 | 1.5
|  |  |  | ACC(ADAPTOR) | GE Power Controls Iberica S.L. | GPAPT1E | - | - | - | - | -
|  |  |  | ACC(SHORT-CIRCUIT TRIP INDICATOR) | General Electric Co. | GPAE11LLA | - | - | - | - | -
GE.E.GPS1BHAK | E172253 | 2002-04-25 | E | MSP | General Electric Co. | GPS1BHAK | 480 | 3 | 50 | 7.6 | 4 | 480Y/277 | 3 | 50 | 7.6 | 4 | 300 | 1.5
|  |  |  | ACC(ADAPTOR) | GE Power Controls Iberica S.L. | GPAPT1E | - | - | - | - | -
|  |  |  | ACC(SHORT-CIRCUIT TRIP INDICATOR) | General Electric Co. | GPAE11LLA | - | - | - | - | -
GE.E.GPS1BHAL | E172253 | 2002-04-25 | E | MSP | General Electric Co. | GPS1BHAL | 480 | 3 | 50 | 11 | 7-1/2 | 480Y/277 | 3 | 50 | 11 | 7-1/2 | 300 | 1.5
|  |  |  | ACC(ADAPTOR) | GE Power Controls Iberica S.L. | GPAPT1E | - | - | - | - | -
|  |  |  | ACC(SHORT-CIRCUIT TRIP INDICATOR) | General Electric Co. | GPAE11LLA | - | - | - | - | -
GE.E.GPS1BHAM | E172253 | 2002-04-25 | E | MSP | General Electric Co. | GPS1BHAM | 480 | 3 | 50 | 14 | 10 | 480Y/277 | 3 | 50 | 14 | 10 | 300 | 1.5
|  |  |  | ACC(ADAPTOR) | GE Power Controls Iberica S.L. | GPAPT1E | - | - | - | - | -
|  |  |  | ACC(SHORT-CIRCUIT TRIP INDICATOR) | General Electric Co. | GPAE11LLA | - | - | - | - | -
GE.E.GPS1BHAN | E172253 | 2002-04-25 | E | MSP | General Electric Co. | GPS1BHAN | 480 | 3 | 50 | 14 | 10 | 480Y/277 | 3 | 50 | 14 | 10 | 300 | 1.5
|  |  |  | ACC(ADAPTOR) | GE Power Controls Iberica S.L. | GPAPT1E | - | - | - | - | -
|  |  |  | ACC(SHORT-CIRCUIT TRIP INDICATOR) | General Electric Co. | GPAE11LLA | - | - | - | - | -
GE.E.GPS1BHAP | E172253 | 2002-04-25 | E | MSP | General Electric Co. | GPS1BHAP | 480 | 3 | 50 | 21 | 15 | 480Y/277 | 3 | 50 | 21 | 15 | 300 | 1.5
|  |  |  | ACC(ADAPTOR) | GE Power Controls Iberica S.L. | GPAPT1E | - | - | - | - | -
|  |  |  | ACC(SHORT-CIRCUIT TRIP INDICATOR) | General Electric Co. | GPAE11LLA | - | - | - | - | -
GE.E.GPS1BHAR | E172253 | 2002-04-25 | E | MSP | General Electric Co. | GPS1BHAR | 480 | 3 | 50 | 27 | 20 | 480Y/277 | 3 | 50 | 27 | 20 | 300 | 1.5
|  |  |  | ACC(ADAPTOR) | GE Power Controls Iberica S.L. | GPAPT1E | - | - | - | - | -
|  |  |  | ACC(SHORT-CIRCUIT TRIP INDICATOR) | General Electric Co. | GPAE11LLA | - | - | - | - | -
GE.E.GPS2BHK | E172253 | 2002-04-25 | E | MSP | General Electric Co. | GPS2BHAK | 480 | 3 | 50 | 7.6 | 5 | 480Y/277 | 3 | 50 | 7.6 | 5 | 420 | 1.5
|  |  |  | ACC(SHORT-CIRCUIT TRIP INDICATOR) | General Electric Co. | GPAE11LLA | - | - | - | - | -
GE.E.GPS2BHL | E172253 | 2002-04-25 | E | MSP | General Electric Co. | GPS2BHAL | 480 | 3 | 50 | 11 | 7-1/2 | 480Y/277 | 3 | 50 | 11 | 7-1/2 | 420 | 1.5
|  |  |  | ACC(SHORT-CIRCUIT TRIP INDICATOR) | General Electric Co. | GPAE11LLA | - | - | - | - | -
GE.E.GPS2BHM | E172253 | 2002-04-25 | E | MSP | General Electric Co. | GPS2BHAM | 480 | 3 | 50 | 14 | 10 | 480Y/277 | 3 | 50 | 14 | 10 | 420 | 1.5
|  |  |  | ACC(SHORT-CIRCUIT TRIP INDICATOR) | General Electric Co. | GPAE11LLA | - | - | - | - | -
GE.E.GPS2BHN | E172253 | 2002-04-25 | E | MSP | General Electric Co. | GPS2BHAN | 480 | 3 | 50 | 14 | 10 | 480Y/277 | 3 | 50 | 14 | 10 | 420 | 1.5
|  |  |  | ACC(SHORT-CIRCUIT TRIP INDICATOR) | General Electric Co. | GPAE11LLA | - | - | - | - | -
GE.E.GPS2BHP | E172253 | 2002-04-25 | E | MSP | General Electric Co. | GPS2BHAP | 480 | 3 | 50 | 21 | 15 | 480Y/277 | 3 | 50 | 21 | 15 | 420 | 1.5
|  |  |  | ACC(SHORT-CIRCUIT TRIP INDICATOR) | General Electric Co. | GPAE11LLA | - | - | - | - | -
GE.E.GPS2BHR | E172253 | 2002-04-25 | E | MSP | General Electric Co. | GPS2BHAR | 480 | 3 | 50 | 27 | 20 | 480Y/277 | 3 | 50 | 27 | 20 | 420 | 1.5
|  |  |  | ACC(SHORT-CIRCUIT TRIP INDICATOR) | General Electric Co. | GPAE11LLA | - | - | - | - | -
GE.E.GPS2BHS | E172253 | 2002-04-25 | E | MSP | General Electric Co. | GPS2BHAS | 480 | 3 | 50 | 40 | 30 | 480Y/277 | 3 | 50 | 40 | 30 | 420 | 1.5
|  |  |  | ACC(SHORT-CIRCUIT TRIP INDICATOR) | General Electric Co. | GPAE11LLA | - | - | - | - | -
GE.E.GPS2BHT | E172253 | 2002-04-25 | E | MSP | General Electric Co. | GPS2BHAT | 480 | 3 | 50 | 40 | 30 | 480Y/277 | 3 | 50 | 40 | 30 | 420 | 1.5
|  |  |  | ACC(SHORT-CIRCUIT TRIP INDICATOR) | General Electric Co. | GPAE11LLA | - | - | - | - | -
GE.E.GPS2BHU | E172253 | 2002-04-25 | E | MSP | General Electric Co. | GPS2BHAU | 480 | 3 | 50 | 52 | 40 | 480Y/277 | 3 | 50 | 52 | 40 | 420 | 1.5
|  |  |  | ACC(SHORT-CIRCUIT TRIP INDICATOR) | General Electric Co. | GPAE11LLA | - | - | - | - | -

## 480V_Type F SURION_C2000
Issue Date: 2018-11-18
Database Identification Number | Listed Combination Motor Controller Information |  | Construction Type | Component Description | [7 empty] | Combination Motor Controller Ratings |  |  |  |  | Enclosure Volume, cubic inches | Conditions of Use
Listing Report Information
| UL File Number | Report Issue Date YYYY-MM-DD |  | Component Type Abbreviation | Manufacturer Name | Complete Part Number | Voltage, V | Number of Phases | SCCR, kA | Full Load Current, A | Hp Rating | Voltage, V | Number of Phases | SCCR, kA | Current Rating, FLA or FLA/LRA | Hp Rating
GE.F.GPS1BHAA.MC0 | E172253 | 2002-04-25 | F | MSP | General Electric Co. | GPS1BHAA | 480 | 3 | 50 | 0.16 | - | 480Y/277 | 3 | 50 | 0,16 / 1,2 | - | 300 | 1,4,5
|  |  |  | MC | GE Power Controls Iberica S.L. | MC0[*]310AT[**] | 480 | 3 | 50 | 3.9 | 3
|  |  |  | ACC(ADAPTOR) | General Electric Co. | GPAPT1E | - | - | - | - | -
|  |  |  | ACC(SHORT-CIRCUIT TRIP INDICATOR) | General Electric Co. | GPAE11LLA | - | - | - | - | -
GE.F.GPS1BHAB.MC0 | E172253 | 2002-04-25 | F | MSP | General Electric Co. | GPS1BHAB | 480 | 3 | 50 | 0.25 | - | 480Y/277 | 3 | 50 | 0,25 / 1,8 | - | 300 | 1,4,5
|  |  |  | MC | GE Power Controls Iberica S.L. | MC0[*]310AT[**] | 480 | 3 | 50 | 3.9 | 3
|  |  |  | ACC(ADAPTOR) | General Electric Co. | GPAPT1E | - | - | - | - | -
|  |  |  | ACC(SHORT-CIRCUIT TRIP INDICATOR) | General Electric Co. | GPAE11LLA | - | - | - | - | -
GE.F.GPS1BHAC.MC0 | E172253 | 2002-04-25 | F | MSP | General Electric Co. | GPS1BHAC | 480 | 3 | 50 | 0.4 | - | 480Y/277 | 3 | 50 | 0,4 / 3 | - | 300 | 1,4,5
|  |  |  | MC | GE Power Controls Iberica S.L. | MC0[*]310AT[**] | 480 | 3 | 50 | 3.9 | 3
|  |  |  | ACC(ADAPTOR) | General Electric Co. | GPAPT1E | - | - | - | - | -
|  |  |  | ACC(SHORT-CIRCUIT TRIP INDICATOR) | General Electric Co. | GPAE11LLA | - | - | - | - | -
GE.F.GPS1BHAD.MC0 | E172253 | 2002-04-25 | F | MSP | General Electric Co. | GPS1BHAD | 480 | 3 | 50 | 0.63 | - | 480Y/277 | 3 | 50 | 0,63 / 4,7 | - | 300 | 1,4,5
|  |  |  | MC | GE Power Controls Iberica S.L. | MC0[*]310AT[**] | 480 | 3 | 50 | 3.9 | 3
|  |  |  | ACC(ADAPTOR) | General Electric Co. | GPAPT1E | - | - | - | - | -
|  |  |  | ACC(SHORT-CIRCUIT TRIP INDICATOR) | General Electric Co. | GPAE11LLA | - | - | - | - | -
GE.F.GPS1BHAE.MC0 | E172253 | 2002-04-25 | F | MSP | General Electric Co. | GPS1BHAE | 480 | 3 | 50 | 1 | - | 480Y/277 | 3 | 50 | 1 / 7,5 | - | 300 | 1,4,5
|  |  |  | MC | GE Power Controls Iberica S.L. | MC0[*]310AT[**] | 480 | 3 | 50 | 3.9 | 3
|  |  |  | ACC(ADAPTOR) | General Electric Co. | GPAPT1E | - | - | - | - | -
|  |  |  | ACC(SHORT-CIRCUIT TRIP INDICATOR) | General Electric Co. | GPAE11LLA | - | - | - | - | -
GE.F.GPS1BHAF.MC0 | E172253 | 2002-04-25 | F | MSP | General Electric Co. | GPS1BHAF | 480 | 3 | 50 | 1.6 | 3/4 | 480Y/277 | 3 | 50 | 1.6 | 3/4 | 300 | 1,4,5
|  |  |  | MC | GE Power Controls Iberica S.L. | MC0[*]310AT[**] | 480 | 3 | 50 | 3.9 | 3
|  |  |  | ACC(ADAPTOR) | General Electric Co. | GPAPT1E | - | - | - | - | -
|  |  |  | ACC(SHORT-CIRCUIT TRIP INDICATOR) | General Electric Co. | GPAE11LLA | - | - | - | - | -
GE.F.GPS1BHAG.MC0 | E172253 | 2002-04-25 | F | MSP | General Electric Co. | GPS1BHAG | 480 | 3 | 50 | 2.1 | 1 | 480Y/277 | 3 | 50 | 2.1 | 1 | 300 | 1,4,5
|  |  |  | MC | GE Power Controls Iberica S.L. | MC0[*]310AT[**] | 480 | 3 | 50 | 3.9 | 3
|  |  |  | ACC(ADAPTOR) | General Electric Co. | GPAPT1E | - | - | - | - | -
|  |  |  | ACC(SHORT-CIRCUIT TRIP INDICATOR) | General Electric Co. | GPAE11LLA | - | - | - | - | -
GE.F.GPS1BHAH.MC0 | E172253 | 2002-04-25 | F | MSP | General Electric Co. | GPS1BHAH | 480 | 3 | 50 | 3.4 | 2 | 480Y/277 | 3 | 50 | 3.4 | 2 | 300 | 1,4,5
|  |  |  | MC | GE Power Controls Iberica S.L. | MC0[*]310AT[**] | 480 | 3 | 50 | 3.9 | 3
|  |  |  | ACC(ADAPTOR) | General Electric Co. | GPAPT1E | - | - | - | - | -
|  |  |  | ACC(SHORT-CIRCUIT TRIP INDICATOR) | General Electric Co. | GPAE11LLA | - | - | - | - | -
GE.F.GPS1BHAJ.MC0 | E172253 | 2002-04-25 | F | MSP | General Electric Co. | GPS1BHAJ | 480 | 3 | 50 | 4.8 | 3 | 480Y/277 | 3 | 50 | 3.9 | 3 | 300 | 1,4,5
|  |  |  | MC | GE Power Controls Iberica S.L. | MC0[*]310AT[**] | 480 | 3 | 50 | 3.9 | 3
|  |  |  | ACC(ADAPTOR) | General Electric Co. | GPAPT1E | - | - | - | - | -
|  |  |  | ACC(SHORT-CIRCUIT TRIP INDICATOR) | General Electric Co. | GPAE11LLA | - | - | - | - | -
GE.F.GPS1BHAK.MC0 | E172253 | 2002-04-25 | F | MSP | General Electric Co. | GPS1BHAK | 480 | 3 | 50 | 7.6 | 4 | 480Y/277 | 3 | 50 | 3.9 | 3 | 300 | 1,4,5
|  |  |  | MC | GE Power Controls Iberica S.L. | MC0[*]310AT[**] | 480 | 3 | 50 | 3.9 | 3
|  |  |  | ACC(ADAPTOR) | General Electric Co. | GPAPT1E | - | - | - | - | -
|  |  |  | ACC(SHORT-CIRCUIT TRIP INDICATOR) | General Electric Co. | GPAE11LLA | - | - | - | - | -
GE.F.GPS1BHAL.MC0 | E172253 | 2002-04-25 | F | MSP | General Electric Co. | GPS1BHAL | 480 | 3 | 50 | 11 | 7-1/2 | 480Y/277 | 3 | 50 | 3.9 | 3 | 300 | 1,4,5
|  |  |  | MC | GE Power Controls Iberica S.L. | MC0[*]310AT[**] | 480 | 3 | 50 | 3.9 | 3
|  |  |  | ACC(ADAPTOR) | General Electric Co. | GPAPT1E | - | - | - | - | -
|  |  |  | ACC(SHORT-CIRCUIT TRIP INDICATOR) | General Electric Co. | GPAE11LLA | - | - | - | - | -
GE.F.GPS1BHAM.MC0 | E172253 | 2002-04-25 | F | MSP | General Electric Co. | GPS1BHAM | 480 | 3 | 50 | 14 | 10 | 480Y/277 | 3 | 50 | 3.9 | 3 | 300 | 1,4,5
|  |  |  | MC | GE Power Controls Iberica S.L. | MC0[*]310AT[**] | 480 | 3 | 50 | 3.9 | 3
|  |  |  | ACC(ADAPTOR) | General Electric Co. | GPAPT1E | - | - | - | - | -
|  |  |  | ACC(SHORT-CIRCUIT TRIP INDICATOR) | General Electric Co. | GPAE11LLA | - | - | - | - | -
GE.F.GPS1BHAN.MC0 | E172253 | 2002-04-25 | F | MSP | General Electric Co. | GPS1BHAN | 480 | 3 | 50 | 14 | 10 | 480Y/277 | 3 | 50 | 3.9 | 3 | 300 | 1,4,5
|  |  |  | MC | GE Power Controls Iberica S.L. | MC0[*]310AT[**] | 480 | 3 | 50 | 3.9 | 3
|  |  |  | ACC(ADAPTOR) | General Electric Co. | GPAPT1E | - | - | - | - | -
|  |  |  | ACC(SHORT-CIRCUIT TRIP INDICATOR) | General Electric Co. | GPAE11LLA | - | - | - | - | -
GE.F.GPS1BHAP.MC0 | E172253 | 2002-04-25 | F | MSP | General Electric Co. | GPS1BHAP | 480 | 3 | 50 | 21 | 15 | 480Y/277 | 3 | 50 | 3.9 | 3 | 300 | 1,4,5
|  |  |  | MC | GE Power Controls Iberica S.L. | MC0[*]310AT[**] | 480 | 3 | 50 | 3.9 | 3
|  |  |  | ACC(ADAPTOR) | General Electric Co. | GPAPT1E | - | - | - | - | -
|  |  |  | ACC(SHORT-CIRCUIT TRIP INDICATOR) | General Electric Co. | GPAE11LLA | - | - | - | - | -
GE.F.GPS1BHAR.MC0 | E172253 | 2002-04-25 | F | MSP | General Electric Co. | GPS1BHAR | 480 | 3 | 50 | 27 | 20 | 480Y/277 | 3 | 50 | 3.9 | 3 | 300 | 1,4,5
|  |  |  | MC | GE Power Controls Iberica S.L. | MC0[*]310AT[**] | 480 | 3 | 50 | 3.9 | 3
|  |  |  | ACC(ADAPTOR) | General Electric Co. | GPAPT1E | - | - | - | - | -
|  |  |  | ACC(SHORT-CIRCUIT TRIP INDICATOR) | General Electric Co. | GPAE11LLA | - | - | - | - | -
GE.F.GPS1BHAA.MC1 | E172253 | 2002-04-25 | F | MSP | General Electric Co. | GPS1BHAA | 480 | 3 | 50 | 0.16 | - | 480Y/277 | 3 | 50 | 0,16 / 1,2 | - | 300 | 1,4,5
|  |  |  | MC | GE Power Controls Iberica S.L. | MC1[*]310AT[**] | 480 | 3 | 50 | 6.1 | 5
|  |  |  | ACC(ADAPTOR) | General Electric Co. | GPAPT1E | - | - | - | - | -
|  |  |  | ACC(SHORT-CIRCUIT TRIP INDICATOR) | General Electric Co. | GPAE11LLA | - | - | - | - | -
GE.F.GPS1BHAB.MC1 | E172253 | 2002-04-25 | F | MSP | General Electric Co. | GPS1BHAB | 480 | 3 | 50 | 0.25 | - | 480Y/277 | 3 | 50 | 0,25 / 1,8 | - | 300 | 1,4,5
|  |  |  | MC | GE Power Controls Iberica S.L. | MC1[*]310AT[**] | 480 | 3 | 50 | 6.1 | 5
|  |  |  | ACC(ADAPTOR) | General Electric Co. | GPAPT1E | - | - | - | - | -
|  |  |  | ACC(SHORT-CIRCUIT TRIP INDICATOR) | General Electric Co. | GPAE11LLA | - | - | - | - | -
GE.F.GPS1BHAC.MC1 | E172253 | 2002-04-25 | F | MSP | General Electric Co. | GPS1BHAC | 480 | 3 | 50 | 0.4 | - | 480Y/277 | 3 | 50 | 0,4 / 3 | - | 300 | 1,4,5
|  |  |  | MC | GE Power Controls Iberica S.L. | MC1[*]310AT[**] | 480 | 3 | 50 | 6.1 | 5
|  |  |  | ACC(ADAPTOR) | General Electric Co. | GPAPT1E | - | - | - | - | -
|  |  |  | ACC(SHORT-CIRCUIT TRIP INDICATOR) | General Electric Co. | GPAE11LLA | - | - | - | - | -
GE.F.GPS1BHAD.MC1 | E172253 | 2002-04-25 | F | MSP | General Electric Co. | GPS1BHAD | 480 | 3 | 50 | 0.63 | - | 480Y/277 | 3 | 50 | 0,63 / 4,7 | - | 300 | 1,4,5
|  |  |  | MC | GE Power Controls Iberica S.L. | MC1[*]310AT[**] | 480 | 3 | 50 | 6.1 | 5
|  |  |  | ACC(ADAPTOR) | General Electric Co. | GPAPT1E | - | - | - | - | -
|  |  |  | ACC(SHORT-CIRCUIT TRIP INDICATOR) | General Electric Co. | GPAE11LLA | - | - | - | - | -
GE.F.GPS1BHAE.MC1 | E172253 | 2002-04-25 | F | MSP | General Electric Co. | GPS1BHAE | 480 | 3 | 50 | 1 | - | 480Y/277 | 3 | 50 | 6.1 | 5 | 300 | 1,4,5
|  |  |  | MC | GE Power Controls Iberica S.L. | MC1[*]310AT[**] | 480 | 3 | 50 | 6.1 | 5
|  |  |  | ACC(ADAPTOR) | General Electric Co. | GPAPT1E | - | - | - | - | -
|  |  |  | ACC(SHORT-CIRCUIT TRIP INDICATOR) | General Electric Co. | GPAE11LLA | - | - | - | - | -
GE.F.GPS1BHAF.MC1 | E172253 | 2002-04-25 | F | MSP | General Electric Co. | GPS1BHAF | 480 | 3 | 50 | 1.6 | 3/4 | 480Y/277 | 3 | 50 | 1.6 | 3/4 | 300 | 1,4,5
|  |  |  | MC | GE Power Controls Iberica S.L. | MC1[*]310AT[**] | 480 | 3 | 50 | 6.1 | 5
|  |  |  | ACC(ADAPTOR) | General Electric Co. | GPAPT1E | - | - | - | - | -
|  |  |  | ACC(SHORT-CIRCUIT TRIP INDICATOR) | General Electric Co. | GPAE11LLA | - | - | - | - | -
GE.F.GPS1BHAG.MC1 | E172253 | 2002-04-25 | F | MSP | General Electric Co. | GPS1BHAG | 480 | 3 | 50 | 2.1 | 1 | 480Y/277 | 3 | 50 | 2.1 | 1 | 300 | 1,4,5
|  |  |  | MC | GE Power Controls Iberica S.L. | MC1[*]310AT[**] | 480 | 3 | 50 | 6.1 | 5
|  |  |  | ACC(ADAPTOR) | General Electric Co. | GPAPT1E | - | - | - | - | -
|  |  |  | ACC(SHORT-CIRCUIT TRIP INDICATOR) | General Electric Co. | GPAE11LLA | - | - | - | - | -
GE.F.GPS1BHAH.MC1 | E172253 | 2002-04-25 | F | MSP | General Electric Co. | GPS1BHAH | 480 | 3 | 50 | 3.4 | 2 | 480Y/277 | 3 | 50 | 3.4 | 2 | 300 | 1,4,5
|  |  |  | MC | GE Power Controls Iberica S.L. | MC1[*]310AT[**] | 480 | 3 | 50 | 6.1 | 5
|  |  |  | ACC(ADAPTOR) | General Electric Co. | GPAPT1E | - | - | - | - | -
|  |  |  | ACC(SHORT-CIRCUIT TRIP INDICATOR) | General Electric Co. | GPAE11LLA | - | - | - | - | -
GE.F.GPS1BHAJ.MC1 | E172253 | 2002-04-25 | F | MSP | General Electric Co. | GPS1BHAJ | 480 | 3 | 50 | 4.8 | 3 | 480Y/277 | 3 | 50 | 4.8 | 3 | 300 | 1,4,5
|  |  |  | MC | GE Power Controls Iberica S.L. | MC1[*]310AT[**] | 480 | 3 | 50 | 6.1 | 5
|  |  |  | ACC(ADAPTOR) | General Electric Co. | GPAPT1E | - | - | - | - | -
|  |  |  | ACC(SHORT-CIRCUIT TRIP INDICATOR) | General Electric Co. | GPAE11LLA | - | - | - | - | -
GE.F.GPS1BHAK.MC1 | E172253 | 2002-04-25 | F | MSP | General Electric Co. | GPS1BHAK | 480 | 3 | 50 | 7.6 | 4 | 480Y/277 | 3 | 50 | 6.1 | 5 | 300 | 1,4,5
|  |  |  | MC | GE Power Controls Iberica S.L. | MC1[*]310AT[**] | 480 | 3 | 50 | 6.1 | 5
|  |  |  | ACC(ADAPTOR) | General Electric Co. | GPAPT1E | - | - | - | - | -
|  |  |  | ACC(SHORT-CIRCUIT TRIP INDICATOR) | General Electric Co. | GPAE11LLA | - | - | - | - | -
GE.F.GPS1BHAL.MC1 | E172253 | 2002-04-25 | F | MSP | General Electric Co. | GPS1BHAL | 480 | 3 | 50 | 11 | 7-1/2 | 480Y/277 | 3 | 50 | 6.1 | 5 | 300 | 1,4,5
|  |  |  | MC | GE Power Controls Iberica S.L. | MC1[*]310AT[**] | 480 | 3 | 50 | 6.1 | 5
|  |  |  | ACC(ADAPTOR) | General Electric Co. | GPAPT1E | - | - | - | - | -
|  |  |  | ACC(SHORT-CIRCUIT TRIP INDICATOR) | General Electric Co. | GPAE11LLA | - | - | - | - | -
GE.F.GPS1BHAM.MC1 | E172253 | 2002-04-25 | F | MSP | General Electric Co. | GPS1BHAM | 480 | 3 | 50 | 14 | 10 | 480Y/277 | 3 | 50 | 6.1 | 5 | 300 | 1,4,5
|  |  |  | MC | GE Power Controls Iberica S.L. | MC1[*]310AT[**] | 480 | 3 | 50 | 6.1 | 5
|  |  |  | ACC(ADAPTOR) | General Electric Co. | GPAPT1E | - | - | - | - | -
|  |  |  | ACC(SHORT-CIRCUIT TRIP INDICATOR) | General Electric Co. | GPAE11LLA | - | - | - | - | -
GE.F.GPS1BHAN.MC1 | E172253 | 2002-04-25 | F | MSP | General Electric Co. | GPS1BHAN | 480 | 3 | 50 | 14 | 10 | 480Y/277 | 3 | 50 | 6.1 | 5 | 300 | 1,4,5
|  |  |  | MC | GE Power Controls Iberica S.L. | MC1[*]310AT[**] | 480 | 3 | 50 | 6.1 | 5
|  |  |  | ACC(ADAPTOR) | General Electric Co. | GPAPT1E | - | - | - | - | -
|  |  |  | ACC(SHORT-CIRCUIT TRIP INDICATOR) | General Electric Co. | GPAE11LLA | - | - | - | - | -
GE.F.GPS1BHAP.MC1 | E172253 | 2002-04-25 | F | MSP | General Electric Co. | GPS1BHAP | 480 | 3 | 50 | 21 | 15 | 480Y/277 | 3 | 50 | 6.1 | 5 | 300 | 1,4,5
|  |  |  | MC | GE Power Controls Iberica S.L. | MC1[*]310AT[**] | 480 | 3 | 50 | 6.1 | 5
|  |  |  | ACC(ADAPTOR) | General Electric Co. | GPAPT1E | - | - | - | - | -
|  |  |  | ACC(SHORT-CIRCUIT TRIP INDICATOR) | General Electric Co. | GPAE11LLA | - | - | - | - | -
GE.F.GPS1BHAR.MC1 | E172253 | 2002-04-25 | F | MSP | General Electric Co. | GPS1BHAR | 480 | 3 | 50 | 27 | 20 | 480Y/277 | 3 | 50 | 6.1 | 5 | 300 | 1,4,5
|  |  |  | MC | GE Power Controls Iberica S.L. | MC1[*]310AT[**] | 480 | 3 | 50 | 6.1 | 5
|  |  |  | ACC(ADAPTOR) | General Electric Co. | GPAPT1E | - | - | - | - | -
|  |  |  | ACC(SHORT-CIRCUIT TRIP INDICATOR) | General Electric Co. | GPAE11LLA | - | - | - | - | -
GE.F.GPS1BHAA.CL00 | E172253 | 2002-04-25 | F | MSP | General Electric Co. | GPS1BHAA | 480 | 3 | 50 | 0.16 | - | 480Y/277 | 3 | 50 | 0,16 / 1,2 | - | 300 | 1,4,5
|  |  |  | MC | GE Power Controls Iberica S.L. | CL00[*]310T[**] | 480 | 3 | 100 | 9 | 7.5
|  |  |  | ACC(ADAPTOR) | General Electric Co. | GPAPT1E | - | - | - | - | -
|  |  |  | ACC(SHORT-CIRCUIT TRIP INDICATOR) | General Electric Co. | GPAE11LLA | - | - | - | - | -
GE.F.GPS1BHAB.CL00 | E172253 | 2002-04-25 | F | MSP | General Electric Co. | GPS1BHAB | 480 | 3 | 50 | 0.25 | - | 480Y/277 | 3 | 50 | 0,25 / 1,8 | - | 300 | 1,4,5
|  |  |  | MC | GE Power Controls Iberica S.L. | CL00[*]310T[**] | 480 | 3 | 100 | 9 | 7.5
|  |  |  | ACC(ADAPTOR) | General Electric Co. | GPAPT1E | - | - | - | - | -
|  |  |  | ACC(SHORT-CIRCUIT TRIP INDICATOR) | General Electric Co. | GPAE11LLA | - | - | - | - | -
GE.F.GPS1BHAC.CL00 | E172253 | 2002-04-25 | F | MSP | General Electric Co. | GPS1BHAC | 480 | 3 | 50 | 0.4 | - | 480Y/277 | 3 | 50 | 0,4 / 3 | - | 300 | 1,4,5
|  |  |  | MC | GE Power Controls Iberica S.L. | CL00[*]310T[**] | 480 | 3 | 100 | 9 | 7.5
|  |  |  | ACC(ADAPTOR) | General Electric Co. | GPAPT1E | - | - | - | - | -
|  |  |  | ACC(SHORT-CIRCUIT TRIP INDICATOR) | General Electric Co. | GPAE11LLA | - | - | - | - | -
GE.F.GPS1BHAD.CL00 | E172253 | 2002-04-25 | F | MSP | General Electric Co. | GPS1BHAD | 480 | 3 | 50 | 0.63 | - | 480Y/277 | 3 | 50 | 0,63 / 4,7 | - | 300 | 1,4,5
|  |  |  | MC | GE Power Controls Iberica S.L. | CL00[*]310T[**] | 480 | 3 | 100 | 9 | 7.5
|  |  |  | ACC(ADAPTOR) | General Electric Co. | GPAPT1E | - | - | - | - | -
|  |  |  | ACC(SHORT-CIRCUIT TRIP INDICATOR) | General Electric Co. | GPAE11LLA | - | - | - | - | -
GE.F.GPS1BHAE.CL00 | E172253 | 2002-04-25 | F | MSP | General Electric Co. | GPS1BHAE | 480 | 3 | 50 | 1 | - | 480Y/277 | 3 | 50 | 9 | 7.5 | 300 | 1,4,5
|  |  |  | MC | GE Power Controls Iberica S.L. | CL00[*]310T[**] | 480 | 3 | 100 | 9 | 7.5
|  |  |  | ACC(ADAPTOR) | General Electric Co. | GPAPT1E | - | - | - | - | -
|  |  |  | ACC(SHORT-CIRCUIT TRIP INDICATOR) | General Electric Co. | GPAE11LLA | - | - | - | - | -
GE.F.GPS1BHAF.CL00 | E172253 | 2002-04-25 | F | MSP | General Electric Co. | GPS1BHAF | 480 | 3 | 50 | 1.6 | 3/4 | 480Y/277 | 3 | 50 | 1.6 | 3/4 | 300 | 1,4,5
|  |  |  | MC | GE Power Controls Iberica S.L. | CL00[*]310T[**] | 480 | 3 | 100 | 9 | 7.5
|  |  |  | ACC(ADAPTOR) | General Electric Co. | GPAPT1E | - | - | - | - | -
|  |  |  | ACC(SHORT-CIRCUIT TRIP INDICATOR) | General Electric Co. | GPAE11LLA | - | - | - | - | -
GE.F.GPS1BHAG.CL00 | E172253 | 2002-04-25 | F | MSP | General Electric Co. | GPS1BHAG | 480 | 3 | 50 | 2.1 | 1 | 480Y/277 | 3 | 50 | 2.1 | 1 | 300 | 1,4,5
|  |  |  | MC | GE Power Controls Iberica S.L. | CL00[*]310T[**] | 480 | 3 | 100 | 9 | 7.5
|  |  |  | ACC(ADAPTOR) | General Electric Co. | GPAPT1E | - | - | - | - | -
|  |  |  | ACC(SHORT-CIRCUIT TRIP INDICATOR) | General Electric Co. | GPAE11LLA | - | - | - | - | -
GE.F.GPS1BHAH.CL00 | E172253 | 2002-04-25 | F | MSP | General Electric Co. | GPS1BHAH | 480 | 3 | 50 | 3.4 | 2 | 480Y/277 | 3 | 50 | 3.4 | 2 | 300 | 1,4,5
|  |  |  | MC | GE Power Controls Iberica S.L. | CL00[*]310T[**] | 480 | 3 | 100 | 9 | 7.5
|  |  |  | ACC(ADAPTOR) | General Electric Co. | GPAPT1E | - | - | - | - | -
|  |  |  | ACC(SHORT-CIRCUIT TRIP INDICATOR) | General Electric Co. | GPAE11LLA | - | - | - | - | -
GE.F.GPS1BHAJ.CL00 | E172253 | 2002-04-25 | F | MSP | General Electric Co. | GPS1BHAJ | 480 | 3 | 50 | 4.8 | 3 | 480Y/277 | 3 | 50 | 4.8 | 3 | 300 | 1,4,5
|  |  |  | MC | GE Power Controls Iberica S.L. | CL00[*]310T[**] | 480 | 3 | 100 | 9 | 7.5
|  |  |  | ACC(ADAPTOR) | General Electric Co. | GPAPT1E | - | - | - | - | -
|  |  |  | ACC(SHORT-CIRCUIT TRIP INDICATOR) | General Electric Co. | GPAE11LLA | - | - | - | - | -
GE.F.GPS1BHAK.CL00 | E172253 | 2002-04-25 | F | MSP | General Electric Co. | GPS1BHAK | 480 | 3 | 50 | 7.6 | 4 | 480Y/277 | 3 | 50 | 7.6 | 4 | 300 | 1,4,5
|  |  |  | MC | GE Power Controls Iberica S.L. | CL00[*]310T[**] | 480 | 3 | 100 | 9 | 7.5
|  |  |  | ACC(ADAPTOR) | General Electric Co. | GPAPT1E | - | - | - | - | -
|  |  |  | ACC(SHORT-CIRCUIT TRIP INDICATOR) | General Electric Co. | GPAE11LLA | - | - | - | - | -
GE.F.GPS1BHAL.CL00 | E172253 | 2002-04-25 | F | MSP | General Electric Co. | GPS1BHAL | 480 | 3 | 50 | 11 | 7-1/2 | 480Y/277 | 3 | 50 | 9 | 7.5 | 300 | 1,4,5
|  |  |  | MC | GE Power Controls Iberica S.L. | CL00[*]310T[**] | 480 | 3 | 100 | 9 | 7.5
|  |  |  | ACC(ADAPTOR) | General Electric Co. | GPAPT1E | - | - | - | - | -
|  |  |  | ACC(SHORT-CIRCUIT TRIP INDICATOR) | General Electric Co. | GPAE11LLA | - | - | - | - | -
GE.F.GPS1BHAM.CL00 | E172253 | 2002-04-25 | F | MSP | General Electric Co. | GPS1BHAM | 480 | 3 | 50 | 14 | 10 | 480Y/277 | 3 | 50 | 9 | 7.5 | 300 | 1,4,5
|  |  |  | MC | GE Power Controls Iberica S.L. | CL00[*]310T[**] | 480 | 3 | 100 | 9 | 7.5
|  |  |  | ACC(ADAPTOR) | General Electric Co. | GPAPT1E | - | - | - | - | -
|  |  |  | ACC(SHORT-CIRCUIT TRIP INDICATOR) | General Electric Co. | GPAE11LLA | - | - | - | - | -
GE.F.GPS1BHAN.CL00 | E172253 | 2002-04-25 | F | MSP | General Electric Co. | GPS1BHAN | 480 | 3 | 50 | 14 | 10 | 480Y/277 | 3 | 50 | 9 | 7.5 | 300 | 1,4,5
|  |  |  | MC | GE Power Controls Iberica S.L. | CL00[*]310T[**] | 480 | 3 | 100 | 9 | 7.5
|  |  |  | ACC(ADAPTOR) | General Electric Co. | GPAPT1E | - | - | - | - | -
|  |  |  | ACC(SHORT-CIRCUIT TRIP INDICATOR) | General Electric Co. | GPAE11LLA | - | - | - | - | -
GE.F.GPS1BHAP.CL00 | E172253 | 2002-04-25 | F | MSP | General Electric Co. | GPS1BHAP | 480 | 3 | 50 | 21 | 15 | 480Y/277 | 3 | 50 | 9 | 7.5 | 300 | 1,4,5
|  |  |  | MC | GE Power Controls Iberica S.L. | CL00[*]310T[**] | 480 | 3 | 100 | 9 | 7.5
|  |  |  | ACC(ADAPTOR) | General Electric Co. | GPAPT1E | - | - | - | - | -
|  |  |  | ACC(SHORT-CIRCUIT TRIP INDICATOR) | General Electric Co. | GPAE11LLA | - | - | - | - | -
GE.F.GPS1BHAR.CL00 | E172253 | 2002-04-25 | F | MSP | General Electric Co. | GPS1BHAR | 480 | 3 | 50 | 27 | 20 | 480Y/277 | 3 | 50 | 9 | 7.5 | 300 | 1,4,5
|  |  |  | MC | GE Power Controls Iberica S.L. | CL00[*]310T[**] | 480 | 3 | 100 | 9 | 7.5
|  |  |  | ACC(ADAPTOR) | General Electric Co. | GPAPT1E | - | - | - | - | -
|  |  |  | ACC(SHORT-CIRCUIT TRIP INDICATOR) | General Electric Co. | GPAE11LLA | - | - | - | - | -
GE.F.GPS1BHAA.CL01 | E172253 | 2002-04-25 | F | MSP | General Electric Co. | GPS1BHAA | 480 | 3 | 50 | 0.16 | - | 480Y/277 | 3 | 50 | 0,16 / 1,2 | - | 300 | 1,4,5
|  |  |  | MC | GE Power Controls Iberica S.L. | CL01[*]310T[**] | 480 | 3 | 100 | 11 | 10
|  |  |  | ACC(ADAPTOR) | General Electric Co. | GPAPT1E | - | - | - | - | -
|  |  |  | ACC(SHORT-CIRCUIT TRIP INDICATOR) | General Electric Co. | GPAE11LLA | - | - | - | - | -
GE.F.GPS1BHAB.CL01 | E172253 | 2002-04-25 | F | MSP | General Electric Co. | GPS1BHAB | 480 | 3 | 50 | 0.25 | - | 480Y/277 | 3 | 50 | 0,25 / 1,8 | - | 300 | 1,4,5
|  |  |  | MC | GE Power Controls Iberica S.L. | CL01[*]310T[**] | 480 | 3 | 100 | 11 | 10
|  |  |  | ACC(ADAPTOR) | General Electric Co. | GPAPT1E | - | - | - | - | -
|  |  |  | ACC(SHORT-CIRCUIT TRIP INDICATOR) | General Electric Co. | GPAE11LLA | - | - | - | - | -
GE.F.GPS1BHAC.CL01 | E172253 | 2002-04-25 | F | MSP | General Electric Co. | GPS1BHAC | 480 | 3 | 50 | 0.4 | - | 480Y/277 | 3 | 50 | 0,4 / 3 | - | 300 | 1,4,5
|  |  |  | MC | GE Power Controls Iberica S.L. | CL01[*]310T[**] | 480 | 3 | 100 | 11 | 10
|  |  |  | ACC(ADAPTOR) | General Electric Co. | GPAPT1E | - | - | - | - | -
|  |  |  | ACC(SHORT-CIRCUIT TRIP INDICATOR) | General Electric Co. | GPAE11LLA | - | - | - | - | -
GE.F.GPS1BHAD.CL01 | E172253 | 2002-04-25 | F | MSP | General Electric Co. | GPS1BHAD | 480 | 3 | 50 | 0.63 | - | 480Y/277 | 3 | 50 | 0,63 / 4,7 | - | 300 | 1,4,5
|  |  |  | MC | GE Power Controls Iberica S.L. | CL01[*]310T[**] | 480 | 3 | 100 | 11 | 10
|  |  |  | ACC(ADAPTOR) | General Electric Co. | GPAPT1E | - | - | - | - | -
|  |  |  | ACC(SHORT-CIRCUIT TRIP INDICATOR) | General Electric Co. | GPAE11LLA | - | - | - | - | -
GE.F.GPS1BHAE.CL01 | E172253 | 2002-04-25 | F | MSP | General Electric Co. | GPS1BHAE | 480 | 3 | 50 | 1 | - | 480Y/277 | 3 | 50 | 11 | 10 | 300 | 1,4,5
|  |  |  | MC | GE Power Controls Iberica S.L. | CL01[*]310T[**] | 480 | 3 | 100 | 11 | 10
|  |  |  | ACC(ADAPTOR) | General Electric Co. | GPAPT1E | - | - | - | - | -
|  |  |  | ACC(SHORT-CIRCUIT TRIP INDICATOR) | General Electric Co. | GPAE11LLA | - | - | - | - | -
GE.F.GPS1BHAF.CL01 | E172253 | 2002-04-25 | F | MSP | General Electric Co. | GPS1BHAF | 480 | 3 | 50 | 1.6 | 3/4 | 480Y/277 | 3 | 50 | 1.6 | 3/4 | 300 | 1,4,5
|  |  |  | MC | GE Power Controls Iberica S.L. | CL01[*]310T[**] | 480 | 3 | 100 | 11 | 10
|  |  |  | ACC(ADAPTOR) | General Electric Co. | GPAPT1E | - | - | - | - | -
|  |  |  | ACC(SHORT-CIRCUIT TRIP INDICATOR) | General Electric Co. | GPAE11LLA | - | - | - | - | -
GE.F.GPS1BHAG.CL01 | E172253 | 2002-04-25 | F | MSP | General Electric Co. | GPS1BHAG | 480 | 3 | 50 | 2.1 | 1 | 480Y/277 | 3 | 50 | 2.1 | 1 | 300 | 1,4,5
|  |  |  | MC | GE Power Controls Iberica S.L. | CL01[*]310T[**] | 480 | 3 | 100 | 11 | 10
|  |  |  | ACC(ADAPTOR) | General Electric Co. | GPAPT1E | - | - | - | - | -
|  |  |  | ACC(SHORT-CIRCUIT TRIP INDICATOR) | General Electric Co. | GPAE11LLA | - | - | - | - | -
GE.F.GPS1BHAH.CL01 | E172253 | 2002-04-25 | F | MSP | General Electric Co. | GPS1BHAH | 480 | 3 | 50 | 3.4 | 2 | 480Y/277 | 3 | 50 | 3.4 | 2 | 300 | 1,4,5
|  |  |  | MC | GE Power Controls Iberica S.L. | CL01[*]310T[**] | 480 | 3 | 100 | 11 | 10
|  |  |  | ACC(ADAPTOR) | General Electric Co. | GPAPT1E | - | - | - | - | -
|  |  |  | ACC(SHORT-CIRCUIT TRIP INDICATOR) | General Electric Co. | GPAE11LLA | - | - | - | - | -
GE.F.GPS1BHAJ.CL01 | E172253 | 2002-04-25 | F | MSP | General Electric Co. | GPS1BHAJ | 480 | 3 | 50 | 4.8 | 3 | 480Y/277 | 3 | 50 | 4.8 | 3 | 300 | 1,4,5
|  |  |  | MC | GE Power Controls Iberica S.L. | CL01[*]310T[**] | 480 | 3 | 100 | 11 | 10
|  |  |  | ACC(ADAPTOR) | General Electric Co. | GPAPT1E | - | - | - | - | -
|  |  |  | ACC(SHORT-CIRCUIT TRIP INDICATOR) | General Electric Co. | GPAE11LLA | - | - | - | - | -
GE.F.GPS1BHAK.CL01 | E172253 | 2002-04-25 | F | MSP | General Electric Co. | GPS1BHAK | 480 | 3 | 50 | 7.6 | 4 | 480Y/277 | 3 | 50 | 7.6 | 4 | 300 | 1,4,5
|  |  |  | MC | GE Power Controls Iberica S.L. | CL01[*]310T[**] | 480 | 3 | 100 | 11 | 10
|  |  |  | ACC(ADAPTOR) | General Electric Co. | GPAPT1E | - | - | - | - | -
|  |  |  | ACC(SHORT-CIRCUIT TRIP INDICATOR) | General Electric Co. | GPAE11LLA | - | - | - | - | -
GE.F.GPS1BHAL.CL01 | E172253 | 2002-04-25 | F | MSP | General Electric Co. | GPS1BHAL | 480 | 3 | 50 | 11 | 7-1/2 | 480Y/277 | 3 | 50 | 11 | 7-1/2 | 300 | 1,4,5
|  |  |  | MC | GE Power Controls Iberica S.L. | CL01[*]310T[**] | 480 | 3 | 100 | 11 | 10
|  |  |  | ACC(ADAPTOR) | General Electric Co. | GPAPT1E | - | - | - | - | -
|  |  |  | ACC(SHORT-CIRCUIT TRIP INDICATOR) | General Electric Co. | GPAE11LLA | - | - | - | - | -
GE.F.GPS1BHAM.CL01 | E172253 | 2002-04-25 | F | MSP | General Electric Co. | GPS1BHAM | 480 | 3 | 50 | 14 | 10 | 480Y/277 | 3 | 50 | 11 | 10 | 300 | 1,4,5
|  |  |  | MC | GE Power Controls Iberica S.L. | CL01[*]310T[**] | 480 | 3 | 100 | 11 | 10
|  |  |  | ACC(ADAPTOR) | General Electric Co. | GPAPT1E | - | - | - | - | -
|  |  |  | ACC(SHORT-CIRCUIT TRIP INDICATOR) | General Electric Co. | GPAE11LLA | - | - | - | - | -
GE.F.GPS1BHAN.CL01 | E172253 | 2002-04-25 | F | MSP | General Electric Co. | GPS1BHAN | 480 | 3 | 50 | 14 | 10 | 480Y/277 | 3 | 50 | 11 | 10 | 300 | 1,4,5
|  |  |  | MC | GE Power Controls Iberica S.L. | CL01[*]310T[**] | 480 | 3 | 100 | 11 | 10
|  |  |  | ACC(ADAPTOR) | General Electric Co. | GPAPT1E | - | - | - | - | -
|  |  |  | ACC(SHORT-CIRCUIT TRIP INDICATOR) | General Electric Co. | GPAE11LLA | - | - | - | - | -
GE.F.GPS1BHAP.CL01 | E172253 | 2002-04-25 | F | MSP | General Electric Co. | GPS1BHAP | 480 | 3 | 50 | 21 | 15 | 480Y/277 | 3 | 50 | 11 | 10 | 300 | 1,4,5
|  |  |  | MC | GE Power Controls Iberica S.L. | CL01[*]310T[**] | 480 | 3 | 100 | 11 | 10
|  |  |  | ACC(ADAPTOR) | General Electric Co. | GPAPT1E | - | - | - | - | -
|  |  |  | ACC(SHORT-CIRCUIT TRIP INDICATOR) | General Electric Co. | GPAE11LLA | - | - | - | - | -
GE.F.GPS1BHAR.CL01 | E172253 | 2002-04-25 | F | MSP | General Electric Co. | GPS1BHAR | 480 | 3 | 50 | 27 | 20 | 480Y/277 | 3 | 50 | 11 | 10 | 300 | 1,4,5
|  |  |  | MC | GE Power Controls Iberica S.L. | CL01[*]310T[**] | 480 | 3 | 100 | 11 | 10
|  |  |  | ACC(ADAPTOR) | General Electric Co. | GPAPT1E | - | - | - | - | -
|  |  |  | ACC(SHORT-CIRCUIT TRIP INDICATOR) | General Electric Co. | GPAE11LLA | - | - | - | - | -
GE.F.GPS1BHAA.CL02 | E172253 | 2002-04-25 | F | MSP | General Electric Co. | GPS1BHAA | 480 | 3 | 50 | 0.16 | - | 480Y/277 | 3 | 50 | 0,16 / 1,2 | - | 300 | 1,4,5
|  |  |  | MC | GE Power Controls Iberica S.L. | CL02[*]310T[**] | 480 | 3 | 100 | 17 | 15
|  |  |  | ACC(ADAPTOR) | General Electric Co. | GPAPT1E | - | - | - | - | -
|  |  |  | ACC(SHORT-CIRCUIT TRIP INDICATOR) | General Electric Co. | GPAE11LLA | - | - | - | - | -
GE.F.GPS1BHAB.CL02 | E172253 | 2002-04-25 | F | MSP | General Electric Co. | GPS1BHAB | 480 | 3 | 50 | 0.25 | - | 480Y/277 | 3 | 50 | 0,25 / 1,8 | - | 300 | 1,4,5
|  |  |  | MC | GE Power Controls Iberica S.L. | CL02[*]310T[**] | 480 | 3 | 100 | 17 | 15
|  |  |  | ACC(ADAPTOR) | General Electric Co. | GPAPT1E | - | - | - | - | -
|  |  |  | ACC(SHORT-CIRCUIT TRIP INDICATOR) | General Electric Co. | GPAE11LLA | - | - | - | - | -
GE.F.GPS1BHAC.CL02 | E172253 | 2002-04-25 | F | MSP | General Electric Co. | GPS1BHAC | 480 | 3 | 50 | 0.4 | - | 480Y/277 | 3 | 50 | 0,4 / 3 | - | 300 | 1,4,5
|  |  |  | MC | GE Power Controls Iberica S.L. | CL02[*]310T[**] | 480 | 3 | 100 | 17 | 15
|  |  |  | ACC(ADAPTOR) | General Electric Co. | GPAPT1E | - | - | - | - | -
|  |  |  | ACC(SHORT-CIRCUIT TRIP INDICATOR) | General Electric Co. | GPAE11LLA | - | - | - | - | -
GE.F.GPS1BHAD.CL02 | E172253 | 2002-04-25 | F | MSP | General Electric Co. | GPS1BHAD | 480 | 3 | 50 | 0.63 | - | 480Y/277 | 3 | 50 | 0,63 / 4,7 | - | 300 | 1,4,5
|  |  |  | MC | GE Power Controls Iberica S.L. | CL02[*]310T[**] | 480 | 3 | 100 | 17 | 15
|  |  |  | ACC(ADAPTOR) | General Electric Co. | GPAPT1E | - | - | - | - | -
|  |  |  | ACC(SHORT-CIRCUIT TRIP INDICATOR) | General Electric Co. | GPAE11LLA | - | - | - | - | -
GE.F.GPS1BHAE.CL02 | E172253 | 2002-04-25 | F | MSP | General Electric Co. | GPS1BHAE | 480 | 3 | 50 | 1 | - | 480Y/277 | 3 | 50 | 17 | 15 | 300 | 1,4,5
|  |  |  | MC | GE Power Controls Iberica S.L. | CL02[*]310T[**] | 480 | 3 | 100 | 17 | 15
|  |  |  | ACC(ADAPTOR) | General Electric Co. | GPAPT1E | - | - | - | - | -
|  |  |  | ACC(SHORT-CIRCUIT TRIP INDICATOR) | General Electric Co. | GPAE11LLA | - | - | - | - | -
GE.F.GPS1BHAF.CL02 | E172253 | 2002-04-25 | F | MSP | General Electric Co. | GPS1BHAF | 480 | 3 | 50 | 1.6 | 3/4 | 480Y/277 | 3 | 50 | 1.6 | 3/4 | 300 | 1,4,5
|  |  |  | MC | GE Power Controls Iberica S.L. | CL02[*]310T[**] | 480 | 3 | 100 | 17 | 15
|  |  |  | ACC(ADAPTOR) | General Electric Co. | GPAPT1E | - | - | - | - | -
|  |  |  | ACC(SHORT-CIRCUIT TRIP INDICATOR) | General Electric Co. | GPAE11LLA | - | - | - | - | -
GE.F.GPS1BHAG.CL02 | E172253 | 2002-04-25 | F | MSP | General Electric Co. | GPS1BHAG | 480 | 3 | 50 | 2.1 | 1 | 480Y/277 | 3 | 50 | 2.1 | 1 | 300 | 1,4,5
|  |  |  | MC | GE Power Controls Iberica S.L. | CL02[*]310T[**] | 480 | 3 | 100 | 17 | 15
|  |  |  | ACC(ADAPTOR) | General Electric Co. | GPAPT1E | - | - | - | - | -
|  |  |  | ACC(SHORT-CIRCUIT TRIP INDICATOR) | General Electric Co. | GPAE11LLA | - | - | - | - | -
GE.F.GPS1BHAH.CL02 | E172253 | 2002-04-25 | F | MSP | General Electric Co. | GPS1BHAH | 480 | 3 | 50 | 3.4 | 2 | 480Y/277 | 3 | 50 | 3.4 | 2 | 300 | 1,4,5
|  |  |  | MC | GE Power Controls Iberica S.L. | CL02[*]310T[**] | 480 | 3 | 100 | 17 | 15
|  |  |  | ACC(ADAPTOR) | General Electric Co. | GPAPT1E | - | - | - | - | -
|  |  |  | ACC(SHORT-CIRCUIT TRIP INDICATOR) | General Electric Co. | GPAE11LLA | - | - | - | - | -
GE.F.GPS1BHAJ.CL02 | E172253 | 2002-04-25 | F | MSP | General Electric Co. | GPS1BHAJ | 480 | 3 | 50 | 4.8 | 3 | 480Y/277 | 3 | 50 | 4.8 | 3 | 300 | 1,4,5
|  |  |  | MC | GE Power Controls Iberica S.L. | CL02[*]310T[**] | 480 | 3 | 100 | 17 | 15
|  |  |  | ACC(ADAPTOR) | General Electric Co. | GPAPT1E | - | - | - | - | -
|  |  |  | ACC(SHORT-CIRCUIT TRIP INDICATOR) | General Electric Co. | GPAE11LLA | - | - | - | - | -
GE.F.GPS1BHAK.CL02 | E172253 | 2002-04-25 | F | MSP | General Electric Co. | GPS1BHAK | 480 | 3 | 50 | 7.6 | 4 | 480Y/277 | 3 | 50 | 7.6 | 4 | 300 | 1,4,5
|  |  |  | MC | GE Power Controls Iberica S.L. | CL02[*]310T[**] | 480 | 3 | 100 | 17 | 15
|  |  |  | ACC(ADAPTOR) | General Electric Co. | GPAPT1E | - | - | - | - | -
|  |  |  | ACC(SHORT-CIRCUIT TRIP INDICATOR) | General Electric Co. | GPAE11LLA | - | - | - | - | -
GE.F.GPS1BHAL.CL02 | E172253 | 2002-04-25 | F | MSP | General Electric Co. | GPS1BHAL | 480 | 3 | 50 | 11 | 7-1/2 | 480Y/277 | 3 | 50 | 11 | 7-1/2 | 300 | 1,4,5
|  |  |  | MC | GE Power Controls Iberica S.L. | CL02[*]310T[**] | 480 | 3 | 100 | 17 | 15
|  |  |  | ACC(ADAPTOR) | General Electric Co. | GPAPT1E | - | - | - | - | -
|  |  |  | ACC(SHORT-CIRCUIT TRIP INDICATOR) | General Electric Co. | GPAE11LLA | - | - | - | - | -
GE.F.GPS1BHAM.CL02 | E172253 | 2002-04-25 | F | MSP | General Electric Co. | GPS1BHAM | 480 | 3 | 50 | 14 | 10 | 480Y/277 | 3 | 50 | 14 | 10 | 300 | 1,4,5
|  |  |  | MC | GE Power Controls Iberica S.L. | CL02[*]310T[**] | 480 | 3 | 100 | 17 | 15
|  |  |  | ACC(ADAPTOR) | General Electric Co. | GPAPT1E | - | - | - | - | -
|  |  |  | ACC(SHORT-CIRCUIT TRIP INDICATOR) | General Electric Co. | GPAE11LLA | - | - | - | - | -
GE.F.GPS1BHAN.CL02 | E172253 | 2002-04-25 | F | MSP | General Electric Co. | GPS1BHAN | 480 | 3 | 50 | 14 | 10 | 480Y/277 | 3 | 50 | 14 | 10 | 300 | 1,4,5
|  |  |  | MC | GE Power Controls Iberica S.L. | CL02[*]310T[**] | 480 | 3 | 100 | 17 | 15
|  |  |  | ACC(ADAPTOR) | General Electric Co. | GPAPT1E | - | - | - | - | -
|  |  |  | ACC(SHORT-CIRCUIT TRIP INDICATOR) | General Electric Co. | GPAE11LLA | - | - | - | - | -
GE.F.GPS1BHAP.CL02 | E172253 | 2002-04-25 | F | MSP | General Electric Co. | GPS1BHAP | 480 | 3 | 50 | 21 | 15 | 480Y/277 | 3 | 50 | 17 | 15 | 300 | 1,4,5
|  |  |  | MC | GE Power Controls Iberica S.L. | CL02[*]310T[**] | 480 | 3 | 100 | 17 | 15
|  |  |  | ACC(ADAPTOR) | General Electric Co. | GPAPT1E | - | - | - | - | -
|  |  |  | ACC(SHORT-CIRCUIT TRIP INDICATOR) | General Electric Co. | GPAE11LLA | - | - | - | - | -
GE.F.GPS1BHAR.CL02 | E172253 | 2002-04-25 | F | MSP | General Electric Co. | GPS1BHAR | 480 | 3 | 50 | 27 | 20 | 480Y/277 | 3 | 50 | 17 | 15 | 300 | 1,4,5
|  |  |  | MC | GE Power Controls Iberica S.L. | CL02[*]310T[**] | 480 | 3 | 100 | 17 | 15
|  |  |  | ACC(ADAPTOR) | General Electric Co. | GPAPT1E | - | - | - | - | -
|  |  |  | ACC(SHORT-CIRCUIT TRIP INDICATOR) | General Electric Co. | GPAE11LLA | - | - | - | - | -
GE.F.GPS1BHAA.CL25 | E172253 | 2002-04-25 | F | MSP | General Electric Co. | GPS1BHAA | 480 | 3 | 50 | 0.16 | - | 480Y/277 | 3 | 50 | 0,16 / 1,2 | - | 300 | 1,4,5
|  |  |  | MC | GE Power Controls Iberica S.L. | CL25[*]310T[**] | 480 | 3 | 100 | 17 | 15
|  |  |  | ACC(ADAPTOR) | General Electric Co. | GPAPT1E | - | - | - | - | -
|  |  |  | ACC(SHORT-CIRCUIT TRIP INDICATOR) | General Electric Co. | GPAE11LLA | - | - | - | - | -
GE.F.GPS1BHAB.CL25 | E172253 | 2002-04-25 | F | MSP | General Electric Co. | GPS1BHAB | 480 | 3 | 50 | 0.25 | - | 480Y/277 | 3 | 50 | 0,25 / 1,8 | - | 300 | 1,4,5
|  |  |  | MC | GE Power Controls Iberica S.L. | CL25[*]310T[**] | 480 | 3 | 100 | 17 | 15
|  |  |  | ACC(ADAPTOR) | General Electric Co. | GPAPT1E | - | - | - | - | -
|  |  |  | ACC(SHORT-CIRCUIT TRIP INDICATOR) | General Electric Co. | GPAE11LLA | - | - | - | - | -
GE.F.GPS1BHAC.CL25 | E172253 | 2002-04-25 | F | MSP | General Electric Co. | GPS1BHAC | 480 | 3 | 50 | 0.4 | - | 480Y/277 | 3 | 50 | 0,4 / 3 | - | 300 | 1,4,5
|  |  |  | MC | GE Power Controls Iberica S.L. | CL25[*]310T[**] | 480 | 3 | 100 | 17 | 15
|  |  |  | ACC(ADAPTOR) | General Electric Co. | GPAPT1E | - | - | - | - | -
|  |  |  | ACC(SHORT-CIRCUIT TRIP INDICATOR) | General Electric Co. | GPAE11LLA | - | - | - | - | -
GE.F.GPS1BHAD.CL25 | E172253 | 2002-04-25 | F | MSP | General Electric Co. | GPS1BHAD | 480 | 3 | 50 | 0.63 | - | 480Y/277 | 3 | 50 | 0,63 / 4,7 | - | 300 | 1,4,5
|  |  |  | MC | GE Power Controls Iberica S.L. | CL25[*]310T[**] | 480 | 3 | 100 | 17 | 15
|  |  |  | ACC(ADAPTOR) | General Electric Co. | GPAPT1E | - | - | - | - | -
|  |  |  | ACC(SHORT-CIRCUIT TRIP INDICATOR) | General Electric Co. | GPAE11LLA | - | - | - | - | -
GE.F.GPS1BHAE.CL25 | E172253 | 2002-04-25 | F | MSP | General Electric Co. | GPS1BHAE | 480 | 3 | 50 | 1 | - | 480Y/277 | 3 | 50 | 17 | 15 | 300 | 1,4,5
|  |  |  | MC | GE Power Controls Iberica S.L. | CL25[*]310T[**] | 480 | 3 | 100 | 17 | 15
|  |  |  | ACC(ADAPTOR) | General Electric Co. | GPAPT1E | - | - | - | - | -
|  |  |  | ACC(SHORT-CIRCUIT TRIP INDICATOR) | General Electric Co. | GPAE11LLA | - | - | - | - | -
GE.F.GPS1BHAF.CL25 | E172253 | 2002-04-25 | F | MSP | General Electric Co. | GPS1BHAF | 480 | 3 | 50 | 1.6 | 3/4 | 480Y/277 | 3 | 50 | 1.6 | 3/4 | 300 | 1,4,5
|  |  |  | MC | GE Power Controls Iberica S.L. | CL25[*]310T[**] | 480 | 3 | 100 | 17 | 15
|  |  |  | ACC(ADAPTOR) | General Electric Co. | GPAPT1E | - | - | - | - | -
|  |  |  | ACC(SHORT-CIRCUIT TRIP INDICATOR) | General Electric Co. | GPAE11LLA | - | - | - | - | -
GE.F.GPS1BHAG.CL25 | E172253 | 2002-04-25 | F | MSP | General Electric Co. | GPS1BHAG | 480 | 3 | 50 | 2.1 | 1 | 480Y/277 | 3 | 50 | 2.1 | 1 | 300 | 1,4,5
|  |  |  | MC | GE Power Controls Iberica S.L. | CL25[*]310T[**] | 480 | 3 | 100 | 17 | 15
|  |  |  | ACC(ADAPTOR) | General Electric Co. | GPAPT1E | - | - | - | - | -
|  |  |  | ACC(SHORT-CIRCUIT TRIP INDICATOR) | General Electric Co. | GPAE11LLA | - | - | - | - | -
GE.F.GPS1BHAH.CL25 | E172253 | 2002-04-25 | F | MSP | General Electric Co. | GPS1BHAH | 480 | 3 | 50 | 3.4 | 2 | 480Y/277 | 3 | 50 | 3.4 | 2 | 300 | 1,4,5
|  |  |  | MC | GE Power Controls Iberica S.L. | CL25[*]310T[**] | 480 | 3 | 100 | 17 | 15
|  |  |  | ACC(ADAPTOR) | General Electric Co. | GPAPT1E | - | - | - | - | -
|  |  |  | ACC(SHORT-CIRCUIT TRIP INDICATOR) | General Electric Co. | GPAE11LLA | - | - | - | - | -
GE.F.GPS1BHAJ.CL25 | E172253 | 2002-04-25 | F | MSP | General Electric Co. | GPS1BHAJ | 480 | 3 | 50 | 4.8 | 3 | 480Y/277 | 3 | 50 | 4.8 | 3 | 300 | 1,4,5
|  |  |  | MC | GE Power Controls Iberica S.L. | CL25[*]310T[**] | 480 | 3 | 100 | 17 | 15
|  |  |  | ACC(ADAPTOR) | General Electric Co. | GPAPT1E | - | - | - | - | -
|  |  |  | ACC(SHORT-CIRCUIT TRIP INDICATOR) | General Electric Co. | GPAE11LLA | - | - | - | - | -
GE.F.GPS1BHAK.CL25 | E172253 | 2002-04-25 | F | MSP | General Electric Co. | GPS1BHAK | 480 | 3 | 50 | 7.6 | 4 | 480Y/277 | 3 | 50 | 7.6 | 4 | 300 | 1,4,5
|  |  |  | MC | GE Power Controls Iberica S.L. | CL25[*]310T[**] | 480 | 3 | 100 | 17 | 15
|  |  |  | ACC(ADAPTOR) | General Electric Co. | GPAPT1E | - | - | - | - | -
|  |  |  | ACC(SHORT-CIRCUIT TRIP INDICATOR) | General Electric Co. | GPAE11LLA | - | - | - | - | -
GE.F.GPS1BHAL.CL25 | E172253 | 2002-04-25 | F | MSP | General Electric Co. | GPS1BHAL | 480 | 3 | 50 | 11 | 7-1/2 | 480Y/277 | 3 | 50 | 11 | 7-1/2 | 300 | 1,4,5
|  |  |  | MC | GE Power Controls Iberica S.L. | CL25[*]310T[**] | 480 | 3 | 100 | 17 | 15
|  |  |  | ACC(ADAPTOR) | General Electric Co. | GPAPT1E | - | - | - | - | -
|  |  |  | ACC(SHORT-CIRCUIT TRIP INDICATOR) | General Electric Co. | GPAE11LLA | - | - | - | - | -
GE.F.GPS1BHAM.CL25 | E172253 | 2002-04-25 | F | MSP | General Electric Co. | GPS1BHAM | 480 | 3 | 50 | 14 | 10 | 480Y/277 | 3 | 50 | 14 | 10 | 300 | 1,4,5
|  |  |  | MC | GE Power Controls Iberica S.L. | CL25[*]310T[**] | 480 | 3 | 100 | 17 | 15
|  |  |  | ACC(ADAPTOR) | General Electric Co. | GPAPT1E | - | - | - | - | -
|  |  |  | ACC(SHORT-CIRCUIT TRIP INDICATOR) | General Electric Co. | GPAE11LLA | - | - | - | - | -
GE.F.GPS1BHAN.CL25 | E172253 | 2002-04-25 | F | MSP | General Electric Co. | GPS1BHAN | 480 | 3 | 50 | 14 | 10 | 480Y/277 | 3 | 50 | 14 | 10 | 300 | 1,4,5
|  |  |  | MC | GE Power Controls Iberica S.L. | CL25[*]310T[**] | 480 | 3 | 100 | 17 | 15
|  |  |  | ACC(ADAPTOR) | General Electric Co. | GPAPT1E | - | - | - | - | -
|  |  |  | ACC(SHORT-CIRCUIT TRIP INDICATOR) | General Electric Co. | GPAE11LLA | - | - | - | - | -
GE.F.GPS1BHAP.CL25 | E172253 | 2002-04-25 | F | MSP | General Electric Co. | GPS1BHAP | 480 | 3 | 50 | 21 | 15 | 480Y/277 | 3 | 50 | 17 | 15 | 300 | 1,4,5
|  |  |  | MC | GE Power Controls Iberica S.L. | CL25[*]310T[**] | 480 | 3 | 100 | 17 | 15
|  |  |  | ACC(ADAPTOR) | General Electric Co. | GPAPT1E | - | - | - | - | -
|  |  |  | ACC(SHORT-CIRCUIT TRIP INDICATOR) | General Electric Co. | GPAE11LLA | - | - | - | - | -
GE.F.GPS1BHAR.CL25 | E172253 | 2002-04-25 | F | MSP | General Electric Co. | GPS1BHAR | 480 | 3 | 50 | 27 | 20 | 480Y/277 | 3 | 50 | 17 | 15 | 300 | 1,4,5
|  |  |  | MC | GE Power Controls Iberica S.L. | CL25[*]310T[**] | 480 | 3 | 100 | 17 | 15
|  |  |  | ACC(ADAPTOR) | General Electric Co. | GPAPT1E | - | - | - | - | -
|  |  |  | ACC(SHORT-CIRCUIT TRIP INDICATOR) | General Electric Co. | GPAE11LLA | - | - | - | - | -
GE.F.GPS1BHAA.CL03 | E172253 | 2002-04-25 | F | MSP | General Electric Co. | GPS1BHAA | 480 | 3 | 50 | 0.16 | - | 480Y/277 | 3 | 50 | 0,16 / 1,2 | - | 300 | 1,4,5
|  |  |  | MC | GE Power Controls Iberica S.L. | CL03[*]310M[**] | 480 | 3 | 100 | 22 | 20
|  |  |  | ACC(ADAPTOR) | General Electric Co. | GPAPT1E | - | - | - | - | -
|  |  |  | ACC(SHORT-CIRCUIT TRIP INDICATOR) | General Electric Co. | GPAE11LLA | - | - | - | - | -
GE.F.GPS1BHAB.CL03 | E172253 | 2002-04-25 | F | MSP | General Electric Co. | GPS1BHAB | 480 | 3 | 50 | 0.25 | - | 480Y/277 | 3 | 50 | 0,25 / 1,8 | - | 300 | 1,4,5
|  |  |  | MC | GE Power Controls Iberica S.L. | CL03[*]310M[**] | 480 | 3 | 100 | 22 | 20
|  |  |  | ACC(ADAPTOR) | General Electric Co. | GPAPT1E | - | - | - | - | -
|  |  |  | ACC(SHORT-CIRCUIT TRIP INDICATOR) | General Electric Co. | GPAE11LLA | - | - | - | - | -
GE.F.GPS1BHAC.CL03 | E172253 | 2002-04-25 | F | MSP | General Electric Co. | GPS1BHAC | 480 | 3 | 50 | 0.4 | - | 480Y/277 | 3 | 50 | 0,4 / 3 | - | 300 | 1,4,5
|  |  |  | MC | GE Power Controls Iberica S.L. | CL03[*]310M[**] | 480 | 3 | 100 | 22 | 20
|  |  |  | ACC(ADAPTOR) | General Electric Co. | GPAPT1E | - | - | - | - | -
|  |  |  | ACC(SHORT-CIRCUIT TRIP INDICATOR) | General Electric Co. | GPAE11LLA | - | - | - | - | -
GE.F.GPS1BHAD.CL03 | E172253 | 2002-04-25 | F | MSP | General Electric Co. | GPS1BHAD | 480 | 3 | 50 | 0.63 | - | 480Y/277 | 3 | 50 | 0,63 / 4,7 | - | 300 | 1,4,5
|  |  |  | MC | GE Power Controls Iberica S.L. | CL03[*]310M[**] | 480 | 3 | 100 | 22 | 20
|  |  |  | ACC(ADAPTOR) | General Electric Co. | GPAPT1E | - | - | - | - | -
|  |  |  | ACC(SHORT-CIRCUIT TRIP INDICATOR) | General Electric Co. | GPAE11LLA | - | - | - | - | -
GE.F.GPS1BHAE.CL03 | E172253 | 2002-04-25 | F | MSP | General Electric Co. | GPS1BHAE | 480 | 3 | 50 | 1 | - | 480Y/277 | 3 | 50 | 22 | 20 | 300 | 1,4,5
|  |  |  | MC | GE Power Controls Iberica S.L. | CL03[*]310M[**] | 480 | 3 | 100 | 22 | 20
|  |  |  | ACC(ADAPTOR) | General Electric Co. | GPAPT1E | - | - | - | - | -
|  |  |  | ACC(SHORT-CIRCUIT TRIP INDICATOR) | General Electric Co. | GPAE11LLA | - | - | - | - | -
GE.F.GPS1BHAF.CL03 | E172253 | 2002-04-25 | F | MSP | General Electric Co. | GPS1BHAF | 480 | 3 | 50 | 1.6 | 3/4 | 480Y/277 | 3 | 50 | 1.6 | 3/4 | 300 | 1,4,5
|  |  |  | MC | GE Power Controls Iberica S.L. | CL03[*]310M[**] | 480 | 3 | 100 | 22 | 20
|  |  |  | ACC(ADAPTOR) | General Electric Co. | GPAPT1E | - | - | - | - | -
|  |  |  | ACC(SHORT-CIRCUIT TRIP INDICATOR) | General Electric Co. | GPAE11LLA | - | - | - | - | -
GE.F.GPS1BHAG.CL03 | E172253 | 2002-04-25 | F | MSP | General Electric Co. | GPS1BHAG | 480 | 3 | 50 | 2.1 | 1 | 480Y/277 | 3 | 50 | 2.1 | 1 | 300 | 1,4,5
|  |  |  | MC | GE Power Controls Iberica S.L. | CL03[*]310M[**] | 480 | 3 | 100 | 22 | 20
|  |  |  | ACC(ADAPTOR) | General Electric Co. | GPAPT1E | - | - | - | - | -
|  |  |  | ACC(SHORT-CIRCUIT TRIP INDICATOR) | General Electric Co. | GPAE11LLA | - | - | - | - | -
GE.F.GPS1BHAH.CL03 | E172253 | 2002-04-25 | F | MSP | General Electric Co. | GPS1BHAH | 480 | 3 | 50 | 3.4 | 2 | 480Y/277 | 3 | 50 | 3.4 | 2 | 300 | 1,4,5
|  |  |  | MC | GE Power Controls Iberica S.L. | CL03[*]310M[**] | 480 | 3 | 100 | 22 | 20
|  |  |  | ACC(ADAPTOR) | General Electric Co. | GPAPT1E | - | - | - | - | -
|  |  |  | ACC(SHORT-CIRCUIT TRIP INDICATOR) | General Electric Co. | GPAE11LLA | - | - | - | - | -
GE.F.GPS1BHAJ.CL03 | E172253 | 2002-04-25 | F | MSP | General Electric Co. | GPS1BHAJ | 480 | 3 | 50 | 4.8 | 3 | 480Y/277 | 3 | 50 | 4.8 | 3 | 300 | 1,4,5
|  |  |  | MC | GE Power Controls Iberica S.L. | CL03[*]310M[**] | 480 | 3 | 100 | 22 | 20
|  |  |  | ACC(ADAPTOR) | General Electric Co. | GPAPT1E | - | - | - | - | -
|  |  |  | ACC(SHORT-CIRCUIT TRIP INDICATOR) | General Electric Co. | GPAE11LLA | - | - | - | - | -
GE.F.GPS1BHAK.CL03 | E172253 | 2002-04-25 | F | MSP | General Electric Co. | GPS1BHAK | 480 | 3 | 50 | 7.6 | 4 | 480Y/277 | 3 | 50 | 7.6 | 4 | 300 | 1,4,5
|  |  |  | MC | GE Power Controls Iberica S.L. | CL03[*]310M[**] | 480 | 3 | 100 | 22 | 20
|  |  |  | ACC(ADAPTOR) | General Electric Co. | GPAPT1E | - | - | - | - | -
|  |  |  | ACC(SHORT-CIRCUIT TRIP INDICATOR) | General Electric Co. | GPAE11LLA | - | - | - | - | -
GE.F.GPS1BHAL.CL03 | E172253 | 2002-04-25 | F | MSP | General Electric Co. | GPS1BHAL | 480 | 3 | 50 | 11 | 7-1/2 | 480Y/277 | 3 | 50 | 11 | 7-1/2 | 300 | 1,4,5
|  |  |  | MC | GE Power Controls Iberica S.L. | CL03[*]310M[**] | 480 | 3 | 100 | 22 | 20
|  |  |  | ACC(ADAPTOR) | General Electric Co. | GPAPT1E | - | - | - | - | -
|  |  |  | ACC(SHORT-CIRCUIT TRIP INDICATOR) | General Electric Co. | GPAE11LLA | - | - | - | - | -
GE.F.GPS1BHAM.CL03 | E172253 | 2002-04-25 | F | MSP | General Electric Co. | GPS1BHAM | 480 | 3 | 50 | 14 | 10 | 480Y/277 | 3 | 50 | 14 | 10 | 300 | 1,4,5
|  |  |  | MC | GE Power Controls Iberica S.L. | CL03[*]310M[**] | 480 | 3 | 100 | 22 | 20
|  |  |  | ACC(ADAPTOR) | General Electric Co. | GPAPT1E | - | - | - | - | -
|  |  |  | ACC(SHORT-CIRCUIT TRIP INDICATOR) | General Electric Co. | GPAE11LLA | - | - | - | - | -
GE.F.GPS1BHAN.CL03 | E172253 | 2002-04-25 | F | MSP | General Electric Co. | GPS1BHAN | 480 | 3 | 50 | 14 | 10 | 480Y/277 | 3 | 50 | 14 | 10 | 300 | 1,4,5
|  |  |  | MC | GE Power Controls Iberica S.L. | CL03[*]310M[**] | 480 | 3 | 100 | 22 | 20
|  |  |  | ACC(ADAPTOR) | General Electric Co. | GPAPT1E | - | - | - | - | -
|  |  |  | ACC(SHORT-CIRCUIT TRIP INDICATOR) | General Electric Co. | GPAE11LLA | - | - | - | - | -
GE.F.GPS1BHAP.CL03 | E172253 | 2002-04-25 | F | MSP | General Electric Co. | GPS1BHAP | 480 | 3 | 50 | 21 | 15 | 480Y/277 | 3 | 50 | 21 | 15 | 300 | 1,4,5
|  |  |  | MC | GE Power Controls Iberica S.L. | CL03[*]310M[**] | 480 | 3 | 100 | 22 | 20
|  |  |  | ACC(ADAPTOR) | General Electric Co. | GPAPT1E | - | - | - | - | -
|  |  |  | ACC(SHORT-CIRCUIT TRIP INDICATOR) | General Electric Co. | GPAE11LLA | - | - | - | - | -
GE.F.GPS1BHAR.CL03 | E172253 | 2002-04-25 | F | MSP | General Electric Co. | GPS1BHAR | 480 | 3 | 50 | 27 | 20 | 480Y/277 | 3 | 50 | 22 | 20 | 300 | 1,4,5
|  |  |  | MC | GE Power Controls Iberica S.L. | CL03[*]310M[**] | 480 | 3 | 100 | 22 | 20
|  |  |  | ACC(ADAPTOR) | General Electric Co. | GPAPT1E | - | - | - | - | -
|  |  |  | ACC(SHORT-CIRCUIT TRIP INDICATOR) | General Electric Co. | GPAE11LLA | - | - | - | - | -
GE.F.GPS1BHAA.CL04 | E172253 | 2002-04-25 | F | MSP | General Electric Co. | GPS1BHAA | 480 | 3 | 50 | 0.16 | - | 480Y/277 | 3 | 50 | 0,16 / 1,2 | - | 300 | 1,4,5
|  |  |  | MC | GE Power Controls Iberica S.L. | CL04[*]310M[**] | 480 | 3 | 100 | 27 | 5
|  |  |  | ACC(ADAPTOR) | General Electric Co. | GPAPT1E | - | - | - | - | -
|  |  |  | ACC(SHORT-CIRCUIT TRIP INDICATOR) | General Electric Co. | GPAE11LLA | - | - | - | - | -
GE.F.GPS1BHAB.CL04 | E172253 | 2002-04-25 | F | MSP | General Electric Co. | GPS1BHAB | 480 | 3 | 50 | 0.25 | - | 480Y/277 | 3 | 50 | 0,25 / 1,8 | - | 300 | 1,4,5
|  |  |  | MC | GE Power Controls Iberica S.L. | CL04[*]310M[**] | 480 | 3 | 100 | 27 | 5
|  |  |  | ACC(ADAPTOR) | General Electric Co. | GPAPT1E | - | - | - | - | -
|  |  |  | ACC(SHORT-CIRCUIT TRIP INDICATOR) | General Electric Co. | GPAE11LLA | - | - | - | - | -
GE.F.GPS1BHAC.CL04 | E172253 | 2002-04-25 | F | MSP | General Electric Co. | GPS1BHAC | 480 | 3 | 50 | 0.4 | - | 480Y/277 | 3 | 50 | 0,4 / 3 | - | 300 | 1,4,5
|  |  |  | MC | GE Power Controls Iberica S.L. | CL04[*]310M[**] | 480 | 3 | 100 | 27 | 5
|  |  |  | ACC(ADAPTOR) | General Electric Co. | GPAPT1E | - | - | - | - | -
|  |  |  | ACC(SHORT-CIRCUIT TRIP INDICATOR) | General Electric Co. | GPAE11LLA | - | - | - | - | -
GE.F.GPS1BHAD.CL04 | E172253 | 2002-04-25 | F | MSP | General Electric Co. | GPS1BHAD | 480 | 3 | 50 | 0.63 | - | 480Y/277 | 3 | 50 | 0,63 / 4,7 | - | 300 | 1,4,5
|  |  |  | MC | GE Power Controls Iberica S.L. | CL04[*]310M[**] | 480 | 3 | 100 | 27 | 5
|  |  |  | ACC(ADAPTOR) | General Electric Co. | GPAPT1E | - | - | - | - | -
|  |  |  | ACC(SHORT-CIRCUIT TRIP INDICATOR) | General Electric Co. | GPAE11LLA | - | - | - | - | -
GE.F.GPS1BHAE.CL04 | E172253 | 2002-04-25 | F | MSP | General Electric Co. | GPS1BHAE | 480 | 3 | 50 | 1 | - | 480Y/277 | 3 | 50 | 27 | 5 | 300 | 1,4,5
|  |  |  | MC | GE Power Controls Iberica S.L. | CL04[*]310M[**] | 480 | 3 | 100 | 27 | 5
|  |  |  | ACC(ADAPTOR) | General Electric Co. | GPAPT1E | - | - | - | - | -
|  |  |  | ACC(SHORT-CIRCUIT TRIP INDICATOR) | General Electric Co. | GPAE11LLA | - | - | - | - | -
GE.F.GPS1BHAF.CL04 | E172253 | 2002-04-25 | F | MSP | General Electric Co. | GPS1BHAF | 480 | 3 | 50 | 1.6 | 3/4 | 480Y/277 | 3 | 50 | 1.6 | 3/4 | 300 | 1,4,5
|  |  |  | MC | GE Power Controls Iberica S.L. | CL04[*]310M[**] | 480 | 3 | 100 | 27 | 5
|  |  |  | ACC(ADAPTOR) | General Electric Co. | GPAPT1E | - | - | - | - | -
|  |  |  | ACC(SHORT-CIRCUIT TRIP INDICATOR) | General Electric Co. | GPAE11LLA | - | - | - | - | -
GE.F.GPS1BHAG.CL04 | E172253 | 2002-04-25 | F | MSP | General Electric Co. | GPS1BHAG | 480 | 3 | 50 | 2.1 | 1 | 480Y/277 | 3 | 50 | 2.1 | 1 | 300 | 1,4,5
|  |  |  | MC | GE Power Controls Iberica S.L. | CL04[*]310M[**] | 480 | 3 | 100 | 27 | 5
|  |  |  | ACC(ADAPTOR) | General Electric Co. | GPAPT1E | - | - | - | - | -
|  |  |  | ACC(SHORT-CIRCUIT TRIP INDICATOR) | General Electric Co. | GPAE11LLA | - | - | - | - | -
GE.F.GPS1BHAH.CL04 | E172253 | 2002-04-25 | F | MSP | General Electric Co. | GPS1BHAH | 480 | 3 | 50 | 3.4 | 2 | 480Y/277 | 3 | 50 | 3.4 | 2 | 300 | 1,4,5
|  |  |  | MC | GE Power Controls Iberica S.L. | CL04[*]310M[**] | 480 | 3 | 100 | 27 | 5
|  |  |  | ACC(ADAPTOR) | General Electric Co. | GPAPT1E | - | - | - | - | -
|  |  |  | ACC(SHORT-CIRCUIT TRIP INDICATOR) | General Electric Co. | GPAE11LLA | - | - | - | - | -
GE.F.GPS1BHAJ.CL04 | E172253 | 2002-04-25 | F | MSP | General Electric Co. | GPS1BHAJ | 480 | 3 | 50 | 4.8 | 3 | 480Y/277 | 3 | 50 | 4.8 | 3 | 300 | 1,4,5
|  |  |  | MC | GE Power Controls Iberica S.L. | CL04[*]310M[**] | 480 | 3 | 100 | 27 | 5
|  |  |  | ACC(ADAPTOR) | General Electric Co. | GPAPT1E | - | - | - | - | -
|  |  |  | ACC(SHORT-CIRCUIT TRIP INDICATOR) | General Electric Co. | GPAE11LLA | - | - | - | - | -
GE.F.GPS1BHAK.CL04 | E172253 | 2002-04-25 | F | MSP | General Electric Co. | GPS1BHAK | 480 | 3 | 50 | 7.6 | 4 | 480Y/277 | 3 | 50 | 7.6 | 4 | 300 | 1,4,5
|  |  |  | MC | GE Power Controls Iberica S.L. | CL04[*]310M[**] | 480 | 3 | 100 | 27 | 5
|  |  |  | ACC(ADAPTOR) | General Electric Co. | GPAPT1E | - | - | - | - | -
|  |  |  | ACC(SHORT-CIRCUIT TRIP INDICATOR) | General Electric Co. | GPAE11LLA | - | - | - | - | -
GE.F.GPS1BHAL.CL04 | E172253 | 2002-04-25 | F | MSP | General Electric Co. | GPS1BHAL | 480 | 3 | 50 | 11 | 7-1/2 | 480Y/277 | 3 | 50 | 11 | 7-1/2 | 300 | 1,4,5
|  |  |  | MC | GE Power Controls Iberica S.L. | CL04[*]310M[**] | 480 | 3 | 100 | 27 | 5
|  |  |  | ACC(ADAPTOR) | General Electric Co. | GPAPT1E | - | - | - | - | -
|  |  |  | ACC(SHORT-CIRCUIT TRIP INDICATOR) | General Electric Co. | GPAE11LLA | - | - | - | - | -
GE.F.GPS1BHAM.CL04 | E172253 | 2002-04-25 | F | MSP | General Electric Co. | GPS1BHAM | 480 | 3 | 50 | 14 | 10 | 480Y/277 | 3 | 50 | 14 | 10 | 300 | 1,4,5
|  |  |  | MC | GE Power Controls Iberica S.L. | CL04[*]310M[**] | 480 | 3 | 100 | 27 | 5
|  |  |  | ACC(ADAPTOR) | General Electric Co. | GPAPT1E | - | - | - | - | -
|  |  |  | ACC(SHORT-CIRCUIT TRIP INDICATOR) | General Electric Co. | GPAE11LLA | - | - | - | - | -
GE.F.GPS1BHAN.CL04 | E172253 | 2002-04-25 | F | MSP | General Electric Co. | GPS1BHAN | 480 | 3 | 50 | 14 | 10 | 480Y/277 | 3 | 50 | 14 | 10 | 300 | 1,4,5
|  |  |  | MC | GE Power Controls Iberica S.L. | CL04[*]310M[**] | 480 | 3 | 100 | 27 | 5
|  |  |  | ACC(ADAPTOR) | General Electric Co. | GPAPT1E | - | - | - | - | -
|  |  |  | ACC(SHORT-CIRCUIT TRIP INDICATOR) | General Electric Co. | GPAE11LLA | - | - | - | - | -
GE.F.GPS1BHAP.CL04 | E172253 | 2002-04-25 | F | MSP | General Electric Co. | GPS1BHAP | 480 | 3 | 50 | 21 | 15 | 480Y/277 | 3 | 50 | 21 | 15 | 300 | 1,4,5
|  |  |  | MC | GE Power Controls Iberica S.L. | CL04[*]310M[**] | 480 | 3 | 100 | 27 | 5
|  |  |  | ACC(ADAPTOR) | General Electric Co. | GPAPT1E | - | - | - | - | -
|  |  |  | ACC(SHORT-CIRCUIT TRIP INDICATOR) | General Electric Co. | GPAE11LLA | - | - | - | - | -
GE.F.GPS1BHAR.CL04 | E172253 | 2002-04-25 | F | MSP | General Electric Co. | GPS1BHAR | 480 | 3 | 50 | 27 | 20 | 480Y/277 | 3 | 50 | 27 | 20 | 300 | 1,4,5
|  |  |  | MC | GE Power Controls Iberica S.L. | CL04[*]310M[**] | 480 | 3 | 100 | 27 | 5
|  |  |  | ACC(ADAPTOR) | General Electric Co. | GPAPT1E | - | - | - | - | -
|  |  |  | ACC(SHORT-CIRCUIT TRIP INDICATOR) | General Electric Co. | GPAE11LLA | - | - | - | - | -
GE.F.GPS2BHAK.CL03 | E172253 | 2002-04-25 | F | MSP | General Electric Co. | GPS2BHAK | 480 | 3 | 50 | 7.6 | 5 | 480Y/277 | 3 | 50 | 7.6 | 5 | 420 | 1,4,5
|  |  |  | MC | GE Power Controls Iberica S.L. | CL03[*]310M[**] | 480 | 3 | 100 | 22 | 20
|  |  |  | ACC(SHORT-CIRCUIT TRIP INDICATOR) | General Electric Co. | GPAE11LLA | - | - | - | - | -
GE.F.GPS2BHAL.CL03 | E172253 | 2002-04-25 | F | MSP | General Electric Co. | GPS2BHAL | 480 | 3 | 50 | 11 | 7-1/2 | 480Y/277 | 3 | 50 | 11 | 7-1/2 | 420 | 1,4,5
|  |  |  | MC | GE Power Controls Iberica S.L. | CL03[*]310M[**] | 480 | 3 | 100 | 22 | 20
|  |  |  | ACC(SHORT-CIRCUIT TRIP INDICATOR) | General Electric Co. | GPAE11LLA | - | - | - | - | -
GE.F.GPS2BHAM.CL03 | E172253 | 2002-04-25 | F | MSP | General Electric Co. | GPS2BHAM | 480 | 3 | 50 | 14 | 10 | 480Y/277 | 3 | 50 | 14 | 10 | 420 | 1,4,5
|  |  |  | MC | GE Power Controls Iberica S.L. | CL03[*]310M[**] | 480 | 3 | 100 | 22 | 20
|  |  |  | ACC(SHORT-CIRCUIT TRIP INDICATOR) | General Electric Co. | GPAE11LLA | - | - | - | - | -
GE.F.GPS2BHAN.CL03 | E172253 | 2002-04-25 | F | MSP | General Electric Co. | GPS2BHAN | 480 | 3 | 50 | 14 | 10 | 480Y/277 | 3 | 50 | 14 | 10 | 420 | 1,4,5
|  |  |  | MC | GE Power Controls Iberica S.L. | CL03[*]310M[**] | 480 | 3 | 100 | 22 | 20
|  |  |  | ACC(SHORT-CIRCUIT TRIP INDICATOR) | General Electric Co. | GPAE11LLA | - | - | - | - | -
GE.F.GPS2BHAP.CL03 | E172253 | 2002-04-25 | F | MSP | General Electric Co. | GPS2BHAP | 480 | 3 | 50 | 21 | 15 | 480Y/277 | 3 | 50 | 21 | 15 | 420 | 1,4,5
|  |  |  | MC | GE Power Controls Iberica S.L. | CL03[*]310M[**] | 480 | 3 | 100 | 22 | 20
|  |  |  | ACC(SHORT-CIRCUIT TRIP INDICATOR) | General Electric Co. | GPAE11LLA | - | - | - | - | -
GE.F.GPS2BHAR.CL03 | E172253 | 2002-04-25 | F | MSP | General Electric Co. | GPS2BHAR | 480 | 3 | 50 | 27 | 20 | 480Y/277 | 3 | 50 | 22 | 20 | 420 | 1,4,5
|  |  |  | MC | GE Power Controls Iberica S.L. | CL03[*]310M[**] | 480 | 3 | 100 | 22 | 20
|  |  |  | ACC(SHORT-CIRCUIT TRIP INDICATOR) | General Electric Co. | GPAE11LLA | - | - | - | - | -
GE.F.GPS2BHAS.CL03 | E172253 | 2002-04-25 | F | MSP | General Electric Co. | GPS2BHAS | 480 | 3 | 50 | 40 | 30 | 480Y/277 | 3 | 50 | 22 | 20 | 420 | 1,4,5
|  |  |  | MC | GE Power Controls Iberica S.L. | CL03[*]310M[**] | 480 | 3 | 100 | 22 | 20
|  |  |  | ACC(SHORT-CIRCUIT TRIP INDICATOR) | General Electric Co. | GPAE11LLA | - | - | - | - | -
GE.F.GPS2BHAT.CL03 | E172253 | 2002-04-25 | F | MSP | General Electric Co. | GPS2BHAT | 480 | 3 | 50 | 40 | 30 | 480Y/277 | 3 | 50 | 22 | 20 | 420 | 1,4,5
|  |  |  | MC | GE Power Controls Iberica S.L. | CL03[*]310M[**] | 480 | 3 | 100 | 22 | 20
|  |  |  | ACC(SHORT-CIRCUIT TRIP INDICATOR) | General Electric Co. | GPAE11LLA | - | - | - | - | -
GE.F.GPS2BHAU.CL03 | E172253 | 2002-04-25 | F | MSP | General Electric Co. | GPS2BHAU | 480 | 3 | 50 | 52 | 40 | 480Y/277 | 3 | 50 | 22 | 20 | 420 | 1,4,5
|  |  |  | MC | GE Power Controls Iberica S.L. | CL03[*]310M[**] | 480 | 3 | 100 | 22 | 20
|  |  |  | ACC(SHORT-CIRCUIT TRIP INDICATOR) | General Electric Co. | GPAE11LLA | - | - | - | - | -
GE.F.GPS2BHAK.CL04 | E172253 | 2002-04-25 | F | MSP | General Electric Co. | GPS2BHAK | 480 | 3 | 50 | 7.6 | 5 | 480Y/277 | 3 | 50 | 7.6 | 5 | 420 | 1,4,5
|  |  |  | MC | GE Power Controls Iberica S.L. | CL04[*]310M[**] | 480 | 3 | 100 | 27 | 5
|  |  |  | ACC(SHORT-CIRCUIT TRIP INDICATOR) | General Electric Co. | GPAE11LLA | - | - | - | - | -
GE.F.GPS2BHAL.CL04 | E172253 | 2002-04-25 | F | MSP | General Electric Co. | GPS2BHAL | 480 | 3 | 50 | 11 | 7-1/2 | 480Y/277 | 3 | 50 | 11 | 7-1/2 | 420 | 1,4,5
|  |  |  | MC | GE Power Controls Iberica S.L. | CL04[*]310M[**] | 480 | 3 | 100 | 27 | 5
|  |  |  | ACC(SHORT-CIRCUIT TRIP INDICATOR) | General Electric Co. | GPAE11LLA | - | - | - | - | -
GE.F.GPS2BHAM.CL04 | E172253 | 2002-04-25 | F | MSP | General Electric Co. | GPS2BHAM | 480 | 3 | 50 | 14 | 10 | 480Y/277 | 3 | 50 | 14 | 10 | 420 | 1,4,5
|  |  |  | MC | GE Power Controls Iberica S.L. | CL04[*]310M[**] | 480 | 3 | 100 | 27 | 5
|  |  |  | ACC(SHORT-CIRCUIT TRIP INDICATOR) | General Electric Co. | GPAE11LLA | - | - | - | - | -
GE.F.GPS2BHAN.CL04 | E172253 | 2002-04-25 | F | MSP | General Electric Co. | GPS2BHAN | 480 | 3 | 50 | 14 | 10 | 480Y/277 | 3 | 50 | 14 | 10 | 420 | 1,4,5
|  |  |  | MC | GE Power Controls Iberica S.L. | CL04[*]310M[**] | 480 | 3 | 100 | 27 | 5
|  |  |  | ACC(SHORT-CIRCUIT TRIP INDICATOR) | General Electric Co. | GPAE11LLA | - | - | - | - | -
GE.F.GPS2BHAP.CL04 | E172253 | 2002-04-25 | F | MSP | General Electric Co. | GPS2BHAP | 480 | 3 | 50 | 21 | 15 | 480Y/277 | 3 | 50 | 21 | 15 | 420 | 1,4,5
|  |  |  | MC | GE Power Controls Iberica S.L. | CL04[*]310M[**] | 480 | 3 | 100 | 27 | 5
|  |  |  | ACC(SHORT-CIRCUIT TRIP INDICATOR) | General Electric Co. | GPAE11LLA | - | - | - | - | -
GE.F.GPS2BHAR.CL04 | E172253 | 2002-04-25 | F | MSP | General Electric Co. | GPS2BHAR | 480 | 3 | 50 | 27 | 20 | 480Y/277 | 3 | 50 | 27 | 20 | 420 | 1,4,5
|  |  |  | MC | GE Power Controls Iberica S.L. | CL04[*]310M[**] | 480 | 3 | 100 | 27 | 5
|  |  |  | ACC(SHORT-CIRCUIT TRIP INDICATOR) | General Electric Co. | GPAE11LLA | - | - | - | - | -
GE.F.GPS2BHAS.CL04 | E172253 | 2002-04-25 | F | MSP | General Electric Co. | GPS2BHAS | 480 | 3 | 50 | 40 | 30 | 480Y/277 | 3 | 50 | 27 | 5 | 420 | 1,4,5
|  |  |  | MC | GE Power Controls Iberica S.L. | CL04[*]310M[**] | 480 | 3 | 100 | 27 | 5
|  |  |  | ACC(SHORT-CIRCUIT TRIP INDICATOR) | General Electric Co. | GPAE11LLA | - | - | - | - | -
GE.F.GPS2BHAT.CL04 | E172253 | 2002-04-25 | F | MSP | General Electric Co. | GPS2BHAT | 480 | 3 | 50 | 40 | 30 | 480Y/277 | 3 | 50 | 27 | 5 | 420 | 1,4,5
|  |  |  | MC | GE Power Controls Iberica S.L. | CL04[*]310M[**] | 480 | 3 | 100 | 27 | 5
|  |  |  | ACC(SHORT-CIRCUIT TRIP INDICATOR) | General Electric Co. | GPAE11LLA | - | - | - | - | -
GE.F.GPS2BHAU.CL04 | E172253 | 2002-04-25 | F | MSP | General Electric Co. | GPS2BHAU | 480 | 3 | 50 | 52 | 40 | 480Y/277 | 3 | 50 | 27 | 5 | 420 | 1,4,5
|  |  |  | MC | GE Power Controls Iberica S.L. | CL04[*]310M[**] | 480 | 3 | 100 | 27 | 5
|  |  |  | ACC(SHORT-CIRCUIT TRIP INDICATOR) | General Electric Co. | GPAE11LLA | - | - | - | - | -
GE.F.GPS2BHAK.CL45 | E172253 | 2002-04-25 | F | MSP | General Electric Co. | GPS2BHAK | 480 | 3 | 50 | 7.6 | 5 | 480Y/277 | 3 | 50 | 7.6 | 5 | 420 | 1,4,5
|  |  |  | MC | GE Power Controls Iberica S.L. | CL45[*]300M[**] | 480 | 3 | 100 | 41 | 40
|  |  |  | ACC(SHORT-CIRCUIT TRIP INDICATOR) | General Electric Co. | GPAE11LLA | - | - | - | - | -
GE.F.GPS2BHAL.CL45 | E172253 | 2002-04-25 | F | MSP | General Electric Co. | GPS2BHAL | 480 | 3 | 50 | 11 | 7-1/2 | 480Y/277 | 3 | 50 | 11 | 7-1/2 | 420 | 1,4,5
|  |  |  | MC | GE Power Controls Iberica S.L. | CL45[*]300M[**] | 480 | 3 | 100 | 41 | 40
|  |  |  | ACC(SHORT-CIRCUIT TRIP INDICATOR) | General Electric Co. | GPAE11LLA | - | - | - | - | -
GE.F.GPS2BHAM.CL45 | E172253 | 2002-04-25 | F | MSP | General Electric Co. | GPS2BHAM | 480 | 3 | 50 | 14 | 10 | 480Y/277 | 3 | 50 | 14 | 10 | 420 | 1,4,5
|  |  |  | MC | GE Power Controls Iberica S.L. | CL45[*]300M[**] | 480 | 3 | 100 | 41 | 40
|  |  |  | ACC(SHORT-CIRCUIT TRIP INDICATOR) | General Electric Co. | GPAE11LLA | - | - | - | - | -
GE.F.GPS2BHAN.CL45 | E172253 | 2002-04-25 | F | MSP | General Electric Co. | GPS2BHAN | 480 | 3 | 50 | 14 | 10 | 480Y/277 | 3 | 50 | 14 | 10 | 420 | 1,4,5
|  |  |  | MC | GE Power Controls Iberica S.L. | CL45[*]300M[**] | 480 | 3 | 100 | 41 | 40
|  |  |  | ACC(SHORT-CIRCUIT TRIP INDICATOR) | General Electric Co. | GPAE11LLA | - | - | - | - | -
GE.F.GPS2BHAP.CL45 | E172253 | 2002-04-25 | F | MSP | General Electric Co. | GPS2BHAP | 480 | 3 | 50 | 21 | 15 | 480Y/277 | 3 | 50 | 21 | 15 | 420 | 1,4,5
|  |  |  | MC | GE Power Controls Iberica S.L. | CL45[*]300M[**] | 480 | 3 | 100 | 41 | 40
|  |  |  | ACC(SHORT-CIRCUIT TRIP INDICATOR) | General Electric Co. | GPAE11LLA | - | - | - | - | -
GE.F.GPS2BHAR.CL45 | E172253 | 2002-04-25 | F | MSP | General Electric Co. | GPS2BHAR | 480 | 3 | 50 | 27 | 20 | 480Y/277 | 3 | 50 | 27 | 20 | 420 | 1,4,5
|  |  |  | MC | GE Power Controls Iberica S.L. | CL45[*]300M[**] | 480 | 3 | 100 | 41 | 40
|  |  |  | ACC(SHORT-CIRCUIT TRIP INDICATOR) | General Electric Co. | GPAE11LLA | - | - | - | - | -
GE.F.GPS2BHAS.CL45 | E172253 | 2002-04-25 | F | MSP | General Electric Co. | GPS2BHAS | 480 | 3 | 50 | 40 | 30 | 480Y/277 | 3 | 50 | 40 | 30 | 420 | 1,4,5
|  |  |  | MC | GE Power Controls Iberica S.L. | CL45[*]300M[**] | 480 | 3 | 100 | 41 | 40
|  |  |  | ACC(SHORT-CIRCUIT TRIP INDICATOR) | General Electric Co. | GPAE11LLA | - | - | - | - | -
GE.F.GPS2BHAT.CL45 | E172253 | 2002-04-25 | F | MSP | General Electric Co. | GPS2BHAT | 480 | 3 | 50 | 40 | 30 | 480Y/277 | 3 | 50 | 40 | 30 | 420 | 1,4,5
|  |  |  | MC | GE Power Controls Iberica S.L. | CL45[*]300M[**] | 480 | 3 | 100 | 41 | 40
|  |  |  | ACC(SHORT-CIRCUIT TRIP INDICATOR) | General Electric Co. | GPAE11LLA | - | - | - | - | -
GE.F.GPS2BHAU.CL45 | E172253 | 2002-04-25 | F | MSP | General Electric Co. | GPS2BHAU | 480 | 3 | 50 | 52 | 40 | 480Y/277 | 3 | 50 | 41 | 40 | 420 | 1,4,5
|  |  |  | MC | GE Power Controls Iberica S.L. | CL45[*]300M[**] | 480 | 3 | 100 | 41 | 40
|  |  |  | ACC(SHORT-CIRCUIT TRIP INDICATOR) | General Electric Co. | GPAE11LLA | - | - | - | - | -
GE.F.GPS2BHAK.CL05 | E172253 | 2002-04-25 | F | MSP | General Electric Co. | GPS2BHAK | 480 | 3 | 50 | 7.6 | 5 | 480Y/277 | 3 | 50 | 7.6 | 5 | 420 | 1,4,5
|  |  |  | MC | GE Power Controls Iberica S.L. | CL05[*]300M[**] | 480 | 3 | 100 | 41 | 40
|  |  |  | ACC(SHORT-CIRCUIT TRIP INDICATOR) | General Electric Co. | GPAE11LLA | - | - | - | - | -
GE.F.GPS2BHAL.CL05 | E172253 | 2002-04-25 | F | MSP | General Electric Co. | GPS2BHAL | 480 | 3 | 50 | 11 | 7-1/2 | 480Y/277 | 3 | 50 | 11 | 7-1/2 | 420 | 1,4,5
|  |  |  | MC | GE Power Controls Iberica S.L. | CL05[*]300M[**] | 480 | 3 | 100 | 41 | 40
|  |  |  | ACC(SHORT-CIRCUIT TRIP INDICATOR) | General Electric Co. | GPAE11LLA | - | - | - | - | -
GE.F.GPS2BHAM.CL05 | E172253 | 2002-04-25 | F | MSP | General Electric Co. | GPS2BHAM | 480 | 3 | 50 | 14 | 10 | 480Y/277 | 3 | 50 | 14 | 10 | 420 | 1,4,5
|  |  |  | MC | GE Power Controls Iberica S.L. | CL05[*]300M[**] | 480 | 3 | 100 | 41 | 40
|  |  |  | ACC(SHORT-CIRCUIT TRIP INDICATOR) | General Electric Co. | GPAE11LLA | - | - | - | - | -
GE.F.GPS2BHAN.CL05 | E172253 | 2002-04-25 | F | MSP | General Electric Co. | GPS2BHAN | 480 | 3 | 50 | 14 | 10 | 480Y/277 | 3 | 50 | 14 | 10 | 420 | 1,4,5
|  |  |  | MC | GE Power Controls Iberica S.L. | CL05[*]300M[**] | 480 | 3 | 100 | 41 | 40
|  |  |  | ACC(SHORT-CIRCUIT TRIP INDICATOR) | General Electric Co. | GPAE11LLA | - | - | - | - | -
GE.F.GPS2BHAP.CL05 | E172253 | 2002-04-25 | F | MSP | General Electric Co. | GPS2BHAP | 480 | 3 | 50 | 21 | 15 | 480Y/277 | 3 | 50 | 21 | 15 | 420 | 1,4,5
|  |  |  | MC | GE Power Controls Iberica S.L. | CL05[*]300M[**] | 480 | 3 | 100 | 41 | 40
|  |  |  | ACC(SHORT-CIRCUIT TRIP INDICATOR) | General Electric Co. | GPAE11LLA | - | - | - | - | -
GE.F.GPS2BHAR.CL05 | E172253 | 2002-04-25 | F | MSP | General Electric Co. | GPS2BHAR | 480 | 3 | 50 | 27 | 20 | 480Y/277 | 3 | 50 | 27 | 20 | 420 | 1,4,5
|  |  |  | MC | GE Power Controls Iberica S.L. | CL05[*]300M[**] | 480 | 3 | 100 | 41 | 40
|  |  |  | ACC(SHORT-CIRCUIT TRIP INDICATOR) | General Electric Co. | GPAE11LLA | - | - | - | - | -
GE.F.GPS2BHAS.CL05 | E172253 | 2002-04-25 | F | MSP | General Electric Co. | GPS2BHAS | 480 | 3 | 50 | 40 | 30 | 480Y/277 | 3 | 50 | 40 | 30 | 420 | 1,4,5
|  |  |  | MC | GE Power Controls Iberica S.L. | CL05[*]300M[**] | 480 | 3 | 100 | 41 | 40
|  |  |  | ACC(SHORT-CIRCUIT TRIP INDICATOR) | General Electric Co. | GPAE11LLA | - | - | - | - | -
GE.F.GPS2BHAT.CL05 | E172253 | 2002-04-25 | F | MSP | General Electric Co. | GPS2BHAT | 480 | 3 | 50 | 40 | 30 | 480Y/277 | 3 | 50 | 40 | 30 | 420 | 1,4,5
|  |  |  | MC | GE Power Controls Iberica S.L. | CL05[*]300M[**] | 480 | 3 | 100 | 41 | 40
|  |  |  | ACC(SHORT-CIRCUIT TRIP INDICATOR) | General Electric Co. | GPAE11LLA | - | - | - | - | -
GE.F.GPS2BHAU.CL05 | E172253 | 2002-04-25 | F | MSP | General Electric Co. | GPS2BHAU | 480 | 3 | 50 | 52 | 40 | 480Y/277 | 3 | 50 | 41 | 40 | 420 | 1,4,5
|  |  |  | MC | GE Power Controls Iberica S.L. | CL05[*]300M[**] | 480 | 3 | 100 | 41 | 40
|  |  |  | ACC(SHORT-CIRCUIT TRIP INDICATOR) | General Electric Co. | GPAE11LLA | - | - | - | - | -
GE.F.GPS2BHAK.CL06 | E172253 | 2002-04-25 | F | MSP | General Electric Co. | GPS2BHAK | 480 | 3 | 50 | 7.6 | 5 | 480Y/277 | 3 | 50 | 7.6 | 5 | 420 | 1,4,5
|  |  |  | MC | GE Power Controls Iberica S.L. | CL06[*]300M[**] | 480 | 3 | 100 | 41 | 40
|  |  |  | ACC(SHORT-CIRCUIT TRIP INDICATOR) | General Electric Co. | GPAE11LLA | - | - | - | - | -
GE.F.GPS2BHAL.CL06 | E172253 | 2002-04-25 | F | MSP | General Electric Co. | GPS2BHAL | 480 | 3 | 50 | 11 | 7-1/2 | 480Y/277 | 3 | 50 | 11 | 7-1/2 | 420 | 1,4,5
|  |  |  | MC | GE Power Controls Iberica S.L. | CL06[*]300M[**] | 480 | 3 | 100 | 41 | 40
|  |  |  | ACC(SHORT-CIRCUIT TRIP INDICATOR) | General Electric Co. | GPAE11LLA | - | - | - | - | -
GE.F.GPS2BHAM.CL06 | E172253 | 2002-04-25 | F | MSP | General Electric Co. | GPS2BHAM | 480 | 3 | 50 | 14 | 10 | 480Y/277 | 3 | 50 | 14 | 10 | 420 | 1,4,5
|  |  |  | MC | GE Power Controls Iberica S.L. | CL06[*]300M[**] | 480 | 3 | 100 | 41 | 40
|  |  |  | ACC(SHORT-CIRCUIT TRIP INDICATOR) | General Electric Co. | GPAE11LLA | - | - | - | - | -
GE.F.GPS2BHAN.CL06 | E172253 | 2002-04-25 | F | MSP | General Electric Co. | GPS2BHAN | 480 | 3 | 50 | 14 | 10 | 480Y/277 | 3 | 50 | 14 | 10 | 420 | 1,4,5
|  |  |  | MC | GE Power Controls Iberica S.L. | CL06[*]300M[**] | 480 | 3 | 100 | 41 | 40
|  |  |  | ACC(SHORT-CIRCUIT TRIP INDICATOR) | General Electric Co. | GPAE11LLA | - | - | - | - | -
GE.F.GPS2BHAP.CL06 | E172253 | 2002-04-25 | F | MSP | General Electric Co. | GPS2BHAP | 480 | 3 | 50 | 21 | 15 | 480Y/277 | 3 | 50 | 21 | 15 | 420 | 1,4,5
|  |  |  | MC | GE Power Controls Iberica S.L. | CL06[*]300M[**] | 480 | 3 | 100 | 41 | 40
|  |  |  | ACC(SHORT-CIRCUIT TRIP INDICATOR) | General Electric Co. | GPAE11LLA | - | - | - | - | -
GE.F.GPS2BHAR.CL06 | E172253 | 2002-04-25 | F | MSP | General Electric Co. | GPS2BHAR | 480 | 3 | 50 | 27 | 20 | 480Y/277 | 3 | 50 | 27 | 20 | 420 | 1,4,5
|  |  |  | MC | GE Power Controls Iberica S.L. | CL06[*]300M[**] | 480 | 3 | 100 | 41 | 40
|  |  |  | ACC(SHORT-CIRCUIT TRIP INDICATOR) | General Electric Co. | GPAE11LLA | - | - | - | - | -
GE.F.GPS2BHAS.CL06 | E172253 | 2002-04-25 | F | MSP | General Electric Co. | GPS2BHAS | 480 | 3 | 50 | 40 | 30 | 480Y/277 | 3 | 50 | 40 | 30 | 420 | 1,4,5
|  |  |  | MC | GE Power Controls Iberica S.L. | CL06[*]300M[**] | 480 | 3 | 100 | 41 | 40
|  |  |  | ACC(SHORT-CIRCUIT TRIP INDICATOR) | General Electric Co. | GPAE11LLA | - | - | - | - | -
GE.F.GPS2BHAT.CL06 | E172253 | 2002-04-25 | F | MSP | General Electric Co. | GPS2BHAT | 480 | 3 | 50 | 40 | 30 | 480Y/277 | 3 | 50 | 40 | 30 | 420 | 1,4,5
|  |  |  | MC | GE Power Controls Iberica S.L. | CL06[*]300M[**] | 480 | 3 | 100 | 41 | 40
|  |  |  | ACC(SHORT-CIRCUIT TRIP INDICATOR) | General Electric Co. | GPAE11LLA | - | - | - | - | -
GE.F.GPS2BHAU.CL06 | E172253 | 2002-04-25 | F | MSP | General Electric Co. | GPS2BHAU | 480 | 3 | 50 | 52 | 40 | 480Y/277 | 3 | 50 | 41 | 40 | 420 | 1,4,5
|  |  |  | MC | GE Power Controls Iberica S.L. | CL06[*]300M[**] | 480 | 3 | 100 | 41 | 40
|  |  |  | ACC(SHORT-CIRCUIT TRIP INDICATOR) | General Electric Co. | GPAE11LLA | - | - | - | - | -
GE.F.GPS2BHAK.CL07 | E172253 | 2002-04-25 | F | MSP | General Electric Co. | GPS2BHAK | 480 | 3 | 50 | 7.6 | 5 | 480Y/277 | 3 | 50 | 7.6 | 5 | 420 | 1,4,5
|  |  |  | MC | GE Power Controls Iberica S.L. | CL07[*]300M[**] | 480 | 3 | 100 | 52 | 50
|  |  |  | ACC(SHORT-CIRCUIT TRIP INDICATOR) | General Electric Co. | GPAE11LLA | - | - | - | - | -
GE.F.GPS2BHAL.CL07 | E172253 | 2002-04-25 | F | MSP | General Electric Co. | GPS2BHAL | 480 | 3 | 50 | 11 | 7-1/2 | 480Y/277 | 3 | 50 | 11 | 7-1/2 | 420 | 1,4,5
|  |  |  | MC | GE Power Controls Iberica S.L. | CL07[*]300M[**] | 480 | 3 | 100 | 52 | 50
|  |  |  | ACC(SHORT-CIRCUIT TRIP INDICATOR) | General Electric Co. | GPAE11LLA | - | - | - | - | -
GE.F.GPS2BHAM.CL07 | E172253 | 2002-04-25 | F | MSP | General Electric Co. | GPS2BHAM | 480 | 3 | 50 | 14 | 10 | 480Y/277 | 3 | 50 | 14 | 10 | 420 | 1,4,5
|  |  |  | MC | GE Power Controls Iberica S.L. | CL07[*]300M[**] | 480 | 3 | 100 | 52 | 50
|  |  |  | ACC(SHORT-CIRCUIT TRIP INDICATOR) | General Electric Co. | GPAE11LLA | - | - | - | - | -
GE.F.GPS2BHAN.CL07 | E172253 | 2002-04-25 | F | MSP | General Electric Co. | GPS2BHAN | 480 | 3 | 50 | 14 | 10 | 480Y/277 | 3 | 50 | 14 | 10 | 420 | 1,4,5
|  |  |  | MC | GE Power Controls Iberica S.L. | CL07[*]300M[**] | 480 | 3 | 100 | 52 | 50
|  |  |  | ACC(SHORT-CIRCUIT TRIP INDICATOR) | General Electric Co. | GPAE11LLA | - | - | - | - | -
GE.F.GPS2BHAP.CL07 | E172253 | 2002-04-25 | F | MSP | General Electric Co. | GPS2BHAP | 480 | 3 | 50 | 21 | 15 | 480Y/277 | 3 | 50 | 21 | 15 | 420 | 1,4,5
|  |  |  | MC | GE Power Controls Iberica S.L. | CL07[*]300M[**] | 480 | 3 | 100 | 52 | 50
|  |  |  | ACC(SHORT-CIRCUIT TRIP INDICATOR) | General Electric Co. | GPAE11LLA | - | - | - | - | -
GE.F.GPS2BHAR.CL07 | E172253 | 2002-04-25 | F | MSP | General Electric Co. | GPS2BHAR | 480 | 3 | 50 | 27 | 20 | 480Y/277 | 3 | 50 | 27 | 20 | 420 | 1,4,5
|  |  |  | MC | GE Power Controls Iberica S.L. | CL07[*]300M[**] | 480 | 3 | 100 | 52 | 50
|  |  |  | ACC(SHORT-CIRCUIT TRIP INDICATOR) | General Electric Co. | GPAE11LLA | - | - | - | - | -
GE.F.GPS2BHAS.CL07 | E172253 | 2002-04-25 | F | MSP | General Electric Co. | GPS2BHAS | 480 | 3 | 50 | 40 | 30 | 480Y/277 | 3 | 50 | 40 | 30 | 420 | 1,4,5
|  |  |  | MC | GE Power Controls Iberica S.L. | CL07[*]300M[**] | 480 | 3 | 100 | 52 | 50
|  |  |  | ACC(SHORT-CIRCUIT TRIP INDICATOR) | General Electric Co. | GPAE11LLA | - | - | - | - | -
GE.F.GPS2BHAT.CL07 | E172253 | 2002-04-25 | F | MSP | General Electric Co. | GPS2BHAT | 480 | 3 | 50 | 40 | 30 | 480Y/277 | 3 | 50 | 40 | 30 | 420 | 1,4,5
|  |  |  | MC | GE Power Controls Iberica S.L. | CL07[*]300M[**] | 480 | 3 | 100 | 52 | 50
|  |  |  | ACC(SHORT-CIRCUIT TRIP INDICATOR) | General Electric Co. | GPAE11LLA | - | - | - | - | -
GE.F.GPS2BHAU.CL07 | E172253 | 2002-04-25 | F | MSP | General Electric Co. | GPS2BHAU | 480 | 3 | 50 | 52 | 40 | 480Y/277 | 3 | 50 | 52 | 40 | 420 | 1,4,5
|  |  |  | MC | GE Power Controls Iberica S.L. | CL07[*]300M[**] | 480 | 3 | 100 | 52 | 50
|  |  |  | ACC(SHORT-CIRCUIT TRIP INDICATOR) | General Electric Co. | GPAE11LLA | - | - | - | - | -
GE.F.GPS2BHAK.CL08 | E172253 | 2002-04-25 | F | MSP | General Electric Co. | GPS2BHAK | 480 | 3 | 50 | 7.6 | 5 | 480Y/277 | 3 | 50 | 7.6 | 5 | 420 | 1,4,5
|  |  |  | MC | GE Power Controls Iberica S.L. | CL08[*]300M[**] | 480 | 3 | 100 | 62 | 60
|  |  |  | ACC(SHORT-CIRCUIT TRIP INDICATOR) | General Electric Co. | GPAE11LLA | - | - | - | - | -
GE.F.GPS2BHAL.CL08 | E172253 | 2002-04-25 | F | MSP | General Electric Co. | GPS2BHAL | 480 | 3 | 50 | 11 | 7-1/2 | 480Y/277 | 3 | 50 | 11 | 7-1/2 | 420 | 1,4,5
|  |  |  | MC | GE Power Controls Iberica S.L. | CL08[*]300M[**] | 480 | 3 | 100 | 62 | 60
|  |  |  | ACC(SHORT-CIRCUIT TRIP INDICATOR) | General Electric Co. | GPAE11LLA | - | - | - | - | -
GE.F.GPS2BHAM.CL08 | E172253 | 2002-04-25 | F | MSP | General Electric Co. | GPS2BHAM | 480 | 3 | 50 | 14 | 10 | 480Y/277 | 3 | 50 | 14 | 10 | 420 | 1,4,5
|  |  |  | MC | GE Power Controls Iberica S.L. | CL08[*]300M[**] | 480 | 3 | 100 | 62 | 60
|  |  |  | ACC(SHORT-CIRCUIT TRIP INDICATOR) | General Electric Co. | GPAE11LLA | - | - | - | - | -
GE.F.GPS2BHAN.CL08 | E172253 | 2002-04-25 | F | MSP | General Electric Co. | GPS2BHAN | 480 | 3 | 50 | 14 | 10 | 480Y/277 | 3 | 50 | 14 | 10 | 420 | 1,4,5
|  |  |  | MC | GE Power Controls Iberica S.L. | CL08[*]300M[**] | 480 | 3 | 100 | 62 | 60
|  |  |  | ACC(SHORT-CIRCUIT TRIP INDICATOR) | General Electric Co. | GPAE11LLA | - | - | - | - | -
GE.F.GPS2BHAP.CL08 | E172253 | 2002-04-25 | F | MSP | General Electric Co. | GPS2BHAP | 480 | 3 | 50 | 21 | 15 | 480Y/277 | 3 | 50 | 21 | 15 | 420 | 1,4,5
|  |  |  | MC | GE Power Controls Iberica S.L. | CL08[*]300M[**] | 480 | 3 | 100 | 62 | 60
|  |  |  | ACC(SHORT-CIRCUIT TRIP INDICATOR) | General Electric Co. | GPAE11LLA | - | - | - | - | -
GE.F.GPS2BHAR.CL08 | E172253 | 2002-04-25 | F | MSP | General Electric Co. | GPS2BHAR | 480 | 3 | 50 | 27 | 20 | 480Y/277 | 3 | 50 | 27 | 20 | 420 | 1,4,5
|  |  |  | MC | GE Power Controls Iberica S.L. | CL08[*]300M[**] | 480 | 3 | 100 | 62 | 60
|  |  |  | ACC(SHORT-CIRCUIT TRIP INDICATOR) | General Electric Co. | GPAE11LLA | - | - | - | - | -
GE.F.GPS2BHAS.CL08 | E172253 | 2002-04-25 | F | MSP | General Electric Co. | GPS2BHAS | 480 | 3 | 50 | 40 | 30 | 480Y/277 | 3 | 50 | 40 | 30 | 420 | 1,4,5
|  |  |  | MC | GE Power Controls Iberica S.L. | CL08[*]300M[**] | 480 | 3 | 100 | 62 | 60
|  |  |  | ACC(SHORT-CIRCUIT TRIP INDICATOR) | General Electric Co. | GPAE11LLA | - | - | - | - | -
GE.F.GPS2BHAT.CL08 | E172253 | 2002-04-25 | F | MSP | General Electric Co. | GPS2BHAT | 480 | 3 | 50 | 40 | 30 | 480Y/277 | 3 | 50 | 40 | 30 | 420 | 1,4,5
|  |  |  | MC | GE Power Controls Iberica S.L. | CL08[*]300M[**] | 480 | 3 | 100 | 62 | 60
|  |  |  | ACC(SHORT-CIRCUIT TRIP INDICATOR) | General Electric Co. | GPAE11LLA | - | - | - | - | -
GE.F.GPS2BHAU.CL08 | E172253 | 2002-04-25 | F | MSP | General Electric Co. | GPS2BHAU | 480 | 3 | 50 | 52 | 40 | 480Y/277 | 3 | 50 | 52 | 40 | 420 | 1,4,5
|  |  |  | MC | GE Power Controls Iberica S.L. | CL08[*]300M[**] | 480 | 3 | 100 | 62 | 60
|  |  |  | ACC(SHORT-CIRCUIT TRIP INDICATOR) | General Electric Co. | GPAE11LLA | - | - | - | - | -

## 240V_Type F SURION_EFFICOR
Issue Date: 2018-11-18
Database Identification Number | Listed Combination Motor Controller Information |  | Construction Type | Component Description | [7 empty] | Combination Motor Controller Ratings |  |  |  |  | Enclosure Volume, cubic inches | Conditions of Use
Listing Report Information
| UL File Number | Report Issue Date YYYY-MM-DD |  | Component Type Abbreviation | Manufacturer Name | Complete Part Number | Voltage, V | Number of Phases | SCCR, kA | Full Load Current, A | Hp Rating | Voltage, V | Number of Phases | SCCR, kA | Current Rating, FLA or FLA/LRA | Hp Rating
GE.F.GPS1BHAG.EC09 | E172253 | 2018-03-09 | F | MSP | General Electric Co. | GPS1BHAG | 240 | 3 | 50 | 2.2 | 0.5 | 240 | 3 | 100 | 2.2 | 0.5 | 420 | 1,4,5
|  |  |  | MC | GE Power Controls Iberica S.L. | EC09[*]311B[**] | 240 | 3 | 100 | 9.6 | 3
|  |  |  | ACC(ADAPTOR) | General Electric Co. | GPAPT1E | - | - | - | - | -
|  |  |  | ACC(SHORT-CIRCUIT TRIP INDICATOR) | General Electric Co. | GPAE11LLA | - | - | - | - | -
GE.F.GPS1BHAH.EC09 | E172253 | 2018-03-09 | F | MSP | General Electric Co. | GPS1BHAH | 240 | 3 | 50 | 3.2 | 0.75 | 240 | 3 | 100 | 3.2 | 0.75 | 420 | 1,4,5
|  |  |  | MC | GE Power Controls Iberica S.L. | EC09[*]311B[**] | 240 | 3 | 100 | 9.6 | 3
|  |  |  | ACC(ADAPTOR) | General Electric Co. | GPAPT1E | - | - | - | - | -
|  |  |  | ACC(SHORT-CIRCUIT TRIP INDICATOR) | General Electric Co. | GPAE11LLA | - | - | - | - | -
GE.F.GPS1BHAJ.EC09 | E172253 | 2018-03-09 | F | MSP | General Electric Co. | GPS1BHAJ | 240 | 3 | 50 | 6 | 1-1/2 | 240 | 3 | 100 | 6 | 1-1/2 | 420 | 1,4,5
|  |  |  | MC | GE Power Controls Iberica S.L. | EC09[*]311B[**] | 240 | 3 | 100 | 9.6 | 3
|  |  |  | ACC(ADAPTOR) | General Electric Co. | GPAPT1E | - | - | - | - | -
|  |  |  | ACC(SHORT-CIRCUIT TRIP INDICATOR) | General Electric Co. | GPAE11LLA | - | - | - | - | -
GE.F.GPS1BHAK.EC09 | E172253 | 2018-03-09 | F | MSP | General Electric Co. | GPS1BHAK | 240 | 3 | 50 | 9.6 | 3 | 240 | 3 | 100 | 9.6 | 3 | 420 | 1,4,5
|  |  |  | MC | GE Power Controls Iberica S.L. | EC09[*]311B[**] | 240 | 3 | 100 | 9.6 | 3
|  |  |  | ACC(ADAPTOR) | General Electric Co. | GPAPT1E | - | - | - | - | -
|  |  |  | ACC(SHORT-CIRCUIT TRIP INDICATOR) | General Electric Co. | GPAE11LLA | - | - | - | - | -
GE.F.GPS1BHAL.EC09 | E172253 | 2018-03-09 | F | MSP | General Electric Co. | GPS1BHAL | 240 | 3 | 50 | 9.6 | 3 | 240 | 3 | 100 | 9.6 | 3 | 420 | 1,4,5
|  |  |  | MC | GE Power Controls Iberica S.L. | EC09[*]311B[**] | 240 | 3 | 100 | 9.6 | 3
|  |  |  | ACC(ADAPTOR) | General Electric Co. | GPAPT1E | - | - | - | - | -
|  |  |  | ACC(SHORT-CIRCUIT TRIP INDICATOR) | General Electric Co. | GPAE11LLA | - | - | - | - | -
GE.F.GPS1BHAM.EC09 | E172253 | 2018-03-09 | F | MSP | General Electric Co. | GPS1BHAM | 240 | 3 | 50 | 15.2 | 5 | 240 | 3 | 100 | 9.6 | 3 | 420 | 1,4,5
|  |  |  | MC | GE Power Controls Iberica S.L. | EC09[*]311B[**] | 240 | 3 | 100 | 9.6 | 3
|  |  |  | ACC(ADAPTOR) | General Electric Co. | GPAPT1E | - | - | - | - | -
|  |  |  | ACC(SHORT-CIRCUIT TRIP INDICATOR) | General Electric Co. | GPAE11LLA | - | - | - | - | -
GE.F.GPS1BHAN.EC09 | E172253 | 2018-03-09 | F | MSP | General Electric Co. | GPS1BHAN | 240 | 3 | 50 | 15.2 | 5 | 240 | 3 | 100 | 9.6 | 3 | 420 | 1,4,5
|  |  |  | MC | GE Power Controls Iberica S.L. | EC09[*]311B[**] | 240 | 3 | 100 | 9.6 | 3
|  |  |  | ACC(ADAPTOR) | General Electric Co. | GPAPT1E | - | - | - | - | -
|  |  |  | ACC(SHORT-CIRCUIT TRIP INDICATOR) | General Electric Co. | GPAE11LLA | - | - | - | - | -
GE.F.GPS1BHAP.EC09 | E172253 | 2018-03-09 | F | MSP | General Electric Co. | GPS1BHAP | 240 | 3 | 50 | 22 | 7-1/2 | 240 | 3 | 100 | 9.6 | 3 | 420 | 1,4,5
|  |  |  | MC | GE Power Controls Iberica S.L. | EC09[*]311B[**] | 240 | 3 | 100 | 9.6 | 3
|  |  |  | ACC(ADAPTOR) | General Electric Co. | GPAPT1E | - | - | - | - | -
|  |  |  | ACC(SHORT-CIRCUIT TRIP INDICATOR) | General Electric Co. | GPAE11LLA | - | - | - | - | -
GE.F.GPS1BHAR.EC09 | E172253 | 2018-03-09 | F | MSP | General Electric Co. | GPS1BHAR | 240 | 3 | 50 | 28 | 10 | 240 | 3 | 100 | 9.6 | 3 | 420 | 1,4,5
|  |  |  | MC | GE Power Controls Iberica S.L. | EC09[*]311B[**] | 240 | 3 | 100 | 9.6 | 3
|  |  |  | ACC(ADAPTOR) | General Electric Co. | GPAPT1E | - | - | - | - | -
|  |  |  | ACC(SHORT-CIRCUIT TRIP INDICATOR) | General Electric Co. | GPAE11LLA | - | - | - | - | -
GE.F.GPS1BHAG.EC12 | E172253 | 2018-03-09 | F | MSP | General Electric Co. | GPS1BHAG | 240 | 3 | 50 | 2.2 | 0.5 | 240 | 3 | 100 | 2.2 | 0.5 | 420 | 1,4,5
|  |  |  | MC | GE Power Controls Iberica S.L. | EC12[*]311B[**] | 240 | 3 | 100 | 9.6 | 3
|  |  |  | ACC(ADAPTOR) | General Electric Co. | GPAPT1E | - | - | - | - | -
|  |  |  | ACC(SHORT-CIRCUIT TRIP INDICATOR) | General Electric Co. | GPAE11LLA | - | - | - | - | -
GE.F.GPS1BHAH.EC12 | E172253 | 2018-03-09 | F | MSP | General Electric Co. | GPS1BHAH | 240 | 3 | 50 | 3.2 | 0.75 | 240 | 3 | 100 | 3.2 | 0.75 | 420 | 1,4,5
|  |  |  | MC | GE Power Controls Iberica S.L. | EC12[*]311B[**] | 240 | 3 | 100 | 9.6 | 3
|  |  |  | ACC(ADAPTOR) | General Electric Co. | GPAPT1E | - | - | - | - | -
|  |  |  | ACC(SHORT-CIRCUIT TRIP INDICATOR) | General Electric Co. | GPAE11LLA | - | - | - | - | -
GE.F.GPS1BHAJ.EC12 | E172253 | 2018-03-09 | F | MSP | General Electric Co. | GPS1BHAJ | 240 | 3 | 50 | 6 | 1-1/2 | 240 | 3 | 100 | 6 | 1-1/2 | 420 | 1,4,5
|  |  |  | MC | GE Power Controls Iberica S.L. | EC12[*]311B[**] | 240 | 3 | 100 | 9.6 | 3
|  |  |  | ACC(ADAPTOR) | General Electric Co. | GPAPT1E | - | - | - | - | -
|  |  |  | ACC(SHORT-CIRCUIT TRIP INDICATOR) | General Electric Co. | GPAE11LLA | - | - | - | - | -
GE.F.GPS1BHAK.EC12 | E172253 | 2018-03-09 | F | MSP | General Electric Co. | GPS1BHAK | 240 | 3 | 50 | 9.6 | 3 | 240 | 3 | 100 | 9.6 | 3 | 420 | 1,4,5
|  |  |  | MC | GE Power Controls Iberica S.L. | EC12[*]311B[**] | 240 | 3 | 100 | 9.6 | 3
|  |  |  | ACC(ADAPTOR) | General Electric Co. | GPAPT1E | - | - | - | - | -
|  |  |  | ACC(SHORT-CIRCUIT TRIP INDICATOR) | General Electric Co. | GPAE11LLA | - | - | - | - | -
GE.F.GPS1BHAL.EC12 | E172253 | 2018-03-09 | F | MSP | General Electric Co. | GPS1BHAL | 240 | 3 | 50 | 9.6 | 3 | 240 | 3 | 100 | 9.6 | 3 | 420 | 1,4,5
|  |  |  | MC | GE Power Controls Iberica S.L. | EC12[*]311B[**] | 240 | 3 | 100 | 9.6 | 3
|  |  |  | ACC(ADAPTOR) | General Electric Co. | GPAPT1E | - | - | - | - | -
|  |  |  | ACC(SHORT-CIRCUIT TRIP INDICATOR) | General Electric Co. | GPAE11LLA | - | - | - | - | -
GE.F.GPS1BHAM.EC12 | E172253 | 2018-03-09 | F | MSP | General Electric Co. | GPS1BHAM | 240 | 3 | 50 | 15.2 | 5 | 240 | 3 | 100 | 9.6 | 3 | 420 | 1,4,5
|  |  |  | MC | GE Power Controls Iberica S.L. | EC12[*]311B[**] | 240 | 3 | 100 | 9.6 | 3
|  |  |  | ACC(ADAPTOR) | General Electric Co. | GPAPT1E | - | - | - | - | -
|  |  |  | ACC(SHORT-CIRCUIT TRIP INDICATOR) | General Electric Co. | GPAE11LLA | - | - | - | - | -
GE.F.GPS1BHAN.EC12 | E172253 | 2018-03-09 | F | MSP | General Electric Co. | GPS1BHAN | 240 | 3 | 50 | 15.2 | 5 | 240 | 3 | 100 | 9.6 | 3 | 420 | 1,4,5
|  |  |  | MC | GE Power Controls Iberica S.L. | EC12[*]311B[**] | 240 | 3 | 100 | 9.6 | 3
|  |  |  | ACC(ADAPTOR) | General Electric Co. | GPAPT1E | - | - | - | - | -
|  |  |  | ACC(SHORT-CIRCUIT TRIP INDICATOR) | General Electric Co. | GPAE11LLA | - | - | - | - | -
GE.F.GPS1BHAP.EC12 | E172253 | 2018-03-09 | F | MSP | General Electric Co. | GPS1BHAP | 240 | 3 | 50 | 22 | 7-1/2 | 240 | 3 | 100 | 9.6 | 3 | 420 | 1,4,5
|  |  |  | MC | GE Power Controls Iberica S.L. | EC12[*]311B[**] | 240 | 3 | 100 | 9.6 | 3
|  |  |  | ACC(ADAPTOR) | General Electric Co. | GPAPT1E | - | - | - | - | -
|  |  |  | ACC(SHORT-CIRCUIT TRIP INDICATOR) | General Electric Co. | GPAE11LLA | - | - | - | - | -
GE.F.GPS1BHAR.EC12 | E172253 | 2018-03-09 | F | MSP | General Electric Co. | GPS1BHAR | 240 | 3 | 50 | 28 | 10 | 240 | 3 | 100 | 9.6 | 3 | 420 | 1,4,5
|  |  |  | MC | GE Power Controls Iberica S.L. | EC12[*]311B[**] | 240 | 3 | 100 | 9.6 | 3
|  |  |  | ACC(ADAPTOR) | General Electric Co. | GPAPT1E | - | - | - | - | -
|  |  |  | ACC(SHORT-CIRCUIT TRIP INDICATOR) | General Electric Co. | GPAE11LLA | - | - | - | - | -
GE.F.GPS1BHAG.EC18 | E172253 | 2018-03-09 | F | MSP | General Electric Co. | GPS1BHAG | 240 | 3 | 50 | 2.2 | 0.5 | 240 | 3 | 100 | 2.2 | 0.5 | 420 | 1,4,5
|  |  |  | MC | GE Power Controls Iberica S.L. | EC18[*]311B[**] | 240 | 3 | 100 | 15.2 | 5
|  |  |  | ACC(ADAPTOR) | General Electric Co. | GPAPT1E | - | - | - | - | -
|  |  |  | ACC(SHORT-CIRCUIT TRIP INDICATOR) | General Electric Co. | GPAE11LLA | - | - | - | - | -
GE.F.GPS1BHAH.EC18 | E172253 | 2018-03-09 | F | MSP | General Electric Co. | GPS1BHAH | 240 | 3 | 50 | 3.2 | 0.75 | 240 | 3 | 100 | 3.2 | 0.75 | 420 | 1,4,5
|  |  |  | MC | GE Power Controls Iberica S.L. | EC18[*]311B[**] | 240 | 3 | 100 | 15.2 | 5
|  |  |  | ACC(ADAPTOR) | General Electric Co. | GPAPT1E | - | - | - | - | -
|  |  |  | ACC(SHORT-CIRCUIT TRIP INDICATOR) | General Electric Co. | GPAE11LLA | - | - | - | - | -
GE.F.GPS1BHAJ.EC18 | E172253 | 2018-03-09 | F | MSP | General Electric Co. | GPS1BHAJ | 240 | 3 | 50 | 6 | 1-1/2 | 240 | 3 | 100 | 6 | 1-1/2 | 420 | 1,4,5
|  |  |  | MC | GE Power Controls Iberica S.L. | EC18[*]311B[**] | 240 | 3 | 100 | 15.2 | 5
|  |  |  | ACC(ADAPTOR) | General Electric Co. | GPAPT1E | - | - | - | - | -
|  |  |  | ACC(SHORT-CIRCUIT TRIP INDICATOR) | General Electric Co. | GPAE11LLA | - | - | - | - | -
GE.F.GPS1BHAK.EC18 | E172253 | 2018-03-09 | F | MSP | General Electric Co. | GPS1BHAK | 240 | 3 | 50 | 9.6 | 3 | 240 | 3 | 100 | 9.6 | 3 | 420 | 1,4,5
|  |  |  | MC | GE Power Controls Iberica S.L. | EC18[*]311B[**] | 240 | 3 | 100 | 15.2 | 5
|  |  |  | ACC(ADAPTOR) | General Electric Co. | GPAPT1E | - | - | - | - | -
|  |  |  | ACC(SHORT-CIRCUIT TRIP INDICATOR) | General Electric Co. | GPAE11LLA | - | - | - | - | -
GE.F.GPS1BHAL.EC18 | E172253 | 2018-03-09 | F | MSP | General Electric Co. | GPS1BHAL | 240 | 3 | 50 | 9.6 | 3 | 240 | 3 | 100 | 9.6 | 3 | 420 | 1,4,5
|  |  |  | MC | GE Power Controls Iberica S.L. | EC18[*]311B[**] | 240 | 3 | 100 | 15.2 | 5
|  |  |  | ACC(ADAPTOR) | General Electric Co. | GPAPT1E | - | - | - | - | -
|  |  |  | ACC(SHORT-CIRCUIT TRIP INDICATOR) | General Electric Co. | GPAE11LLA | - | - | - | - | -
GE.F.GPS1BHAM.EC18 | E172253 | 2018-03-09 | F | MSP | General Electric Co. | GPS1BHAM | 240 | 3 | 50 | 15.2 | 5 | 240 | 3 | 100 | 15.2 | 5 | 420 | 1,4,5
|  |  |  | MC | GE Power Controls Iberica S.L. | EC18[*]311B[**] | 240 | 3 | 100 | 15.2 | 5
|  |  |  | ACC(ADAPTOR) | General Electric Co. | GPAPT1E | - | - | - | - | -
|  |  |  | ACC(SHORT-CIRCUIT TRIP INDICATOR) | General Electric Co. | GPAE11LLA | - | - | - | - | -
GE.F.GPS1BHAN.EC18 | E172253 | 2018-03-09 | F | MSP | General Electric Co. | GPS1BHAN | 240 | 3 | 50 | 15.2 | 5 | 240 | 3 | 100 | 15.2 | 5 | 420 | 1,4,5
|  |  |  | MC | GE Power Controls Iberica S.L. | EC18[*]311B[**] | 240 | 3 | 100 | 15.2 | 5
|  |  |  | ACC(ADAPTOR) | General Electric Co. | GPAPT1E | - | - | - | - | -
|  |  |  | ACC(SHORT-CIRCUIT TRIP INDICATOR) | General Electric Co. | GPAE11LLA | - | - | - | - | -
GE.F.GPS1BHAP.EC18 | E172253 | 2018-03-09 | F | MSP | General Electric Co. | GPS1BHAP | 240 | 3 | 50 | 22 | 7-1/2 | 240 | 3 | 100 | 15.2 | 5 | 420 | 1,4,5
|  |  |  | MC | GE Power Controls Iberica S.L. | EC18[*]311B[**] | 240 | 3 | 100 | 15.2 | 5
|  |  |  | ACC(ADAPTOR) | General Electric Co. | GPAPT1E | - | - | - | - | -
|  |  |  | ACC(SHORT-CIRCUIT TRIP INDICATOR) | General Electric Co. | GPAE11LLA | - | - | - | - | -
GE.F.GPS1BHAR.EC18 | E172253 | 2018-03-09 | F | MSP | General Electric Co. | GPS1BHAR | 240 | 3 | 50 | 28 | 10 | 240 | 3 | 100 | 15.2 | 5 | 420 | 1,4,5
|  |  |  | MC | GE Power Controls Iberica S.L. | EC18[*]311B[**] | 240 | 3 | 100 | 15.2 | 5
|  |  |  | ACC(ADAPTOR) | General Electric Co. | GPAPT1E | - | - | - | - | -
|  |  |  | ACC(SHORT-CIRCUIT TRIP INDICATOR) | General Electric Co. | GPAE11LLA | - | - | - | - | -
GE.F.GPS1BHAG.EC25 | E172253 | 2018-03-09 | F | MSP | General Electric Co. | GPS1BHAG | 240 | 3 | 50 | 2.2 | 0.5 | 240 | 3 | 100 | 2.2 | 0.5 | 420 | 1,4,5
|  |  |  | MC | GE Power Controls Iberica S.L. | EC25[*]311B[**] | 240 | 3 | 100 | 22 | 7.5
|  |  |  | ACC(ADAPTOR) | General Electric Co. | GPAPT1E | - | - | - | - | -
|  |  |  | ACC(SHORT-CIRCUIT TRIP INDICATOR) | General Electric Co. | GPAE11LLA | - | - | - | - | -
GE.F.GPS1BHAH.EC25 | E172253 | 2018-03-09 | F | MSP | General Electric Co. | GPS1BHAH | 240 | 3 | 50 | 3.2 | 0.75 | 240 | 3 | 100 | 3.2 | 0.75 | 420 | 1,4,5
|  |  |  | MC | GE Power Controls Iberica S.L. | EC25[*]311B[**] | 240 | 3 | 100 | 22 | 7.5
|  |  |  | ACC(ADAPTOR) | General Electric Co. | GPAPT1E | - | - | - | - | -
|  |  |  | ACC(SHORT-CIRCUIT TRIP INDICATOR) | General Electric Co. | GPAE11LLA | - | - | - | - | -
GE.F.GPS1BHAJ.EC25 | E172253 | 2018-03-09 | F | MSP | General Electric Co. | GPS1BHAJ | 240 | 3 | 50 | 6 | 1-1/2 | 240 | 3 | 100 | 6 | 1-1/2 | 420 | 1,4,5
|  |  |  | MC | GE Power Controls Iberica S.L. | EC25[*]311B[**] | 240 | 3 | 100 | 22 | 7.5
|  |  |  | ACC(ADAPTOR) | General Electric Co. | GPAPT1E | - | - | - | - | -
|  |  |  | ACC(SHORT-CIRCUIT TRIP INDICATOR) | General Electric Co. | GPAE11LLA | - | - | - | - | -
GE.F.GPS1BHAK.EC25 | E172253 | 2018-03-09 | F | MSP | General Electric Co. | GPS1BHAK | 240 | 3 | 50 | 9.6 | 3 | 240 | 3 | 100 | 9.6 | 3 | 420 | 1,4,5
|  |  |  | MC | GE Power Controls Iberica S.L. | EC25[*]311B[**] | 240 | 3 | 100 | 22 | 7.5
|  |  |  | ACC(ADAPTOR) | General Electric Co. | GPAPT1E | - | - | - | - | -
|  |  |  | ACC(SHORT-CIRCUIT TRIP INDICATOR) | General Electric Co. | GPAE11LLA | - | - | - | - | -
GE.F.GPS1BHAL.EC25 | E172253 | 2018-03-09 | F | MSP | General Electric Co. | GPS1BHAL | 240 | 3 | 50 | 9.6 | 3 | 240 | 3 | 100 | 9.6 | 3 | 420 | 1,4,5
|  |  |  | MC | GE Power Controls Iberica S.L. | EC25[*]311B[**] | 240 | 3 | 100 | 22 | 7.5
|  |  |  | ACC(ADAPTOR) | General Electric Co. | GPAPT1E | - | - | - | - | -
|  |  |  | ACC(SHORT-CIRCUIT TRIP INDICATOR) | General Electric Co. | GPAE11LLA | - | - | - | - | -
GE.F.GPS1BHAM.EC25 | E172253 | 2018-03-09 | F | MSP | General Electric Co. | GPS1BHAM | 240 | 3 | 50 | 15.2 | 5 | 240 | 3 | 100 | 15.2 | 5 | 420 | 1,4,5
|  |  |  | MC | GE Power Controls Iberica S.L. | EC25[*]311B[**] | 240 | 3 | 100 | 22 | 7.5
|  |  |  | ACC(ADAPTOR) | General Electric Co. | GPAPT1E | - | - | - | - | -
|  |  |  | ACC(SHORT-CIRCUIT TRIP INDICATOR) | General Electric Co. | GPAE11LLA | - | - | - | - | -
GE.F.GPS1BHAN.EC25 | E172253 | 2018-03-09 | F | MSP | General Electric Co. | GPS1BHAN | 240 | 3 | 50 | 15.2 | 5 | 240 | 3 | 100 | 15.2 | 5 | 420 | 1,4,5
|  |  |  | MC | GE Power Controls Iberica S.L. | EC25[*]311B[**] | 240 | 3 | 100 | 22 | 7.5
|  |  |  | ACC(ADAPTOR) | General Electric Co. | GPAPT1E | - | - | - | - | -
|  |  |  | ACC(SHORT-CIRCUIT TRIP INDICATOR) | General Electric Co. | GPAE11LLA | - | - | - | - | -
GE.F.GPS1BHAP.EC25 | E172253 | 2018-03-09 | F | MSP | General Electric Co. | GPS1BHAP | 240 | 3 | 50 | 22 | 7-1/2 | 240 | 3 | 100 | 22 | 7-1/2 | 420 | 1,4,5
|  |  |  | MC | GE Power Controls Iberica S.L. | EC25[*]311B[**] | 240 | 3 | 100 | 22 | 7.5
|  |  |  | ACC(ADAPTOR) | General Electric Co. | GPAPT1E | - | - | - | - | -
|  |  |  | ACC(SHORT-CIRCUIT TRIP INDICATOR) | General Electric Co. | GPAE11LLA | - | - | - | - | -
GE.F.GPS1BHAR.EC25 | E172253 | 2018-03-09 | F | MSP | General Electric Co. | GPS1BHAR | 240 | 3 | 50 | 28 | 10 | 240 | 3 | 100 | 22 | 7.5 | 420 | 1,4,5
|  |  |  | MC | GE Power Controls Iberica S.L. | EC25[*]311B[**] | 240 | 3 | 100 | 22 | 7.5
|  |  |  | ACC(ADAPTOR) | General Electric Co. | GPAPT1E | - | - | - | - | -
|  |  |  | ACC(SHORT-CIRCUIT TRIP INDICATOR) | General Electric Co. | GPAE11LLA | - | - | - | - | -
GE.F.GPS1BHAG.EC32 | E172253 | 2018-03-09 | F | MSP | General Electric Co. | GPS1BHAG | 240 | 3 | 50 | 2.2 | 0.5 | 240 | 3 | 100 | 2.2 | 0.5 | 420 | 1,4,5
|  |  |  | MC | GE Power Controls Iberica S.L. | EC32[*]300B[**] | 240 | 3 | 100 | 28 | 10
|  |  |  | ACC(ADAPTOR) | General Electric Co. | GPAPT1E | - | - | - | - | -
|  |  |  | ACC(SHORT-CIRCUIT TRIP INDICATOR) | General Electric Co. | GPAE11LLA | - | - | - | - | -
GE.F.GPS1BHAH.EC32 | E172253 | 2018-03-09 | F | MSP | General Electric Co. | GPS1BHAH | 240 | 3 | 50 | 3.2 | 0.75 | 240 | 3 | 100 | 3.2 | 0.75 | 420 | 1,4,5
|  |  |  | MC | GE Power Controls Iberica S.L. | EC32[*]300B[**] | 240 | 3 | 100 | 28 | 10
|  |  |  | ACC(ADAPTOR) | General Electric Co. | GPAPT1E | - | - | - | - | -
|  |  |  | ACC(SHORT-CIRCUIT TRIP INDICATOR) | General Electric Co. | GPAE11LLA | - | - | - | - | -
GE.F.GPS1BHAJ.EC32 | E172253 | 2018-03-09 | F | MSP | General Electric Co. | GPS1BHAJ | 240 | 3 | 50 | 6 | 1-1/2 | 240 | 3 | 100 | 6 | 1-1/2 | 420 | 1,4,5
|  |  |  | MC | GE Power Controls Iberica S.L. | EC32[*]300B[**] | 240 | 3 | 100 | 28 | 10
|  |  |  | ACC(ADAPTOR) | General Electric Co. | GPAPT1E | - | - | - | - | -
|  |  |  | ACC(SHORT-CIRCUIT TRIP INDICATOR) | General Electric Co. | GPAE11LLA | - | - | - | - | -
GE.F.GPS1BHAK.EC32 | E172253 | 2018-03-09 | F | MSP | General Electric Co. | GPS1BHAK | 240 | 3 | 50 | 9.6 | 3 | 240 | 3 | 100 | 9.6 | 3 | 420 | 1,4,5
|  |  |  | MC | GE Power Controls Iberica S.L. | EC32[*]300B[**] | 240 | 3 | 100 | 28 | 10
|  |  |  | ACC(ADAPTOR) | General Electric Co. | GPAPT1E | - | - | - | - | -
|  |  |  | ACC(SHORT-CIRCUIT TRIP INDICATOR) | General Electric Co. | GPAE11LLA | - | - | - | - | -
GE.F.GPS1BHAL.EC32 | E172253 | 2018-03-09 | F | MSP | General Electric Co. | GPS1BHAL | 240 | 3 | 50 | 9.6 | 3 | 240 | 3 | 100 | 9.6 | 3 | 420 | 1,4,5
|  |  |  | MC | GE Power Controls Iberica S.L. | EC32[*]300B[**] | 240 | 3 | 100 | 28 | 10
|  |  |  | ACC(ADAPTOR) | General Electric Co. | GPAPT1E | - | - | - | - | -
|  |  |  | ACC(SHORT-CIRCUIT TRIP INDICATOR) | General Electric Co. | GPAE11LLA | - | - | - | - | -
GE.F.GPS1BHAM.EC32 | E172253 | 2018-03-09 | F | MSP | General Electric Co. | GPS1BHAM | 240 | 3 | 50 | 15.2 | 5 | 240 | 3 | 100 | 15.2 | 5 | 420 | 1,4,5
|  |  |  | MC | GE Power Controls Iberica S.L. | EC32[*]300B[**] | 240 | 3 | 100 | 28 | 10
|  |  |  | ACC(ADAPTOR) | General Electric Co. | GPAPT1E | - | - | - | - | -
|  |  |  | ACC(SHORT-CIRCUIT TRIP INDICATOR) | General Electric Co. | GPAE11LLA | - | - | - | - | -
GE.F.GPS1BHAN.EC32 | E172253 | 2018-03-09 | F | MSP | General Electric Co. | GPS1BHAN | 240 | 3 | 50 | 15.2 | 5 | 240 | 3 | 100 | 15.2 | 5 | 420 | 1,4,5
|  |  |  | MC | GE Power Controls Iberica S.L. | EC32[*]300B[**] | 240 | 3 | 100 | 28 | 10
|  |  |  | ACC(ADAPTOR) | General Electric Co. | GPAPT1E | - | - | - | - | -
|  |  |  | ACC(SHORT-CIRCUIT TRIP INDICATOR) | General Electric Co. | GPAE11LLA | - | - | - | - | -
GE.F.GPS1BHAP.EC32 | E172253 | 2018-03-09 | F | MSP | General Electric Co. | GPS1BHAP | 240 | 3 | 50 | 22 | 7-1/2 | 240 | 3 | 100 | 22 | 7-1/2 | 420 | 1,4,5
|  |  |  | MC | GE Power Controls Iberica S.L. | EC32[*]300B[**] | 240 | 3 | 100 | 28 | 10
|  |  |  | ACC(ADAPTOR) | General Electric Co. | GPAPT1E | - | - | - | - | -
|  |  |  | ACC(SHORT-CIRCUIT TRIP INDICATOR) | General Electric Co. | GPAE11LLA | - | - | - | - | -
GE.F.GPS1BHAR.EC32 | E172253 | 2018-03-09 | F | MSP | General Electric Co. | GPS1BHAR | 240 | 3 | 50 | 28 | 10 | 240 | 3 | 100 | 28 | 10 | 420 | 1,4,5
|  |  |  | MC | GE Power Controls Iberica S.L. | EC32[*]300B[**] | 240 | 3 | 100 | 28 | 10
|  |  |  | ACC(ADAPTOR) | General Electric Co. | GPAPT1E | - | - | - | - | -
|  |  |  | ACC(SHORT-CIRCUIT TRIP INDICATOR) | General Electric Co. | GPAE11LLA | - | - | - | - | -
GE.F.GPS2BHAK.EC32 | E172253 | 2018-03-09 | F | MSP | General Electric Co. | GPS2BHAK | 240 | 3 | 50 | 9.6 | 3 | 240 | 3 | 100 | 9.6 | 3 | 420 | 1,4,5
|  |  |  | MC | GE Power Controls Iberica S.L. | EC32[*]300B[**] | 240 | 3 | 100 | 28 | 10
|  |  |  | ACC(SHORT-CIRCUIT TRIP INDICATOR) | General Electric Co. | GPAE11LLA | - | - | - | - | -
GE.F.GPS2BHAL.EC32 | E172253 | 2018-03-09 | F | MSP | General Electric Co. | GPS2BHAL | 240 | 3 | 50 | 9.6 | 3 | 240 | 3 | 100 | 9.6 | 3 | 420 | 1,4,5
|  |  |  | MC | GE Power Controls Iberica S.L. | EC32[*]300B[**] | 240 | 3 | 100 | 28 | 10
|  |  |  | ACC(SHORT-CIRCUIT TRIP INDICATOR) | General Electric Co. | GPAE11LLA | - | - | - | - | -
GE.F.GPS2BHAM.EC32 | E172253 | 2018-03-09 | F | MSP | General Electric Co. | GPS2BHAM | 240 | 3 | 50 | 15.2 | 5 | 240 | 3 | 100 | 15.2 | 5 | 420 | 1,4,5
|  |  |  | MC | GE Power Controls Iberica S.L. | EC32[*]300B[**] | 240 | 3 | 100 | 28 | 10
|  |  |  | ACC(SHORT-CIRCUIT TRIP INDICATOR) | General Electric Co. | GPAE11LLA | - | - | - | - | -
GE.F.GPS2BHAN.EC32 | E172253 | 2018-03-09 | F | MSP | General Electric Co. | GPS2BHAN | 240 | 3 | 50 | 15.2 | 5 | 240 | 3 | 100 | 15.2 | 5 | 420 | 1,4,5
|  |  |  | MC | GE Power Controls Iberica S.L. | EC32[*]300B[**] | 240 | 3 | 100 | 28 | 10
|  |  |  | ACC(SHORT-CIRCUIT TRIP INDICATOR) | General Electric Co. | GPAE11LLA | - | - | - | - | -
GE.F.GPS2BHAP.EC32 | E172253 | 2018-03-09 | F | MSP | General Electric Co. | GPS2BHAP | 240 | 3 | 50 | 22 | 7-1/2 | 240 | 3 | 100 | 22 | 7-1/2 | 420 | 1,4,5
|  |  |  | MC | GE Power Controls Iberica S.L. | EC32[*]300B[**] | 240 | 3 | 100 | 28 | 10
|  |  |  | ACC(SHORT-CIRCUIT TRIP INDICATOR) | General Electric Co. | GPAE11LLA | - | - | - | - | -
GE.F.GPS2BHAR.EC32 | E172253 | 2018-03-09 | F | MSP | General Electric Co. | GPS2BHAR | 240 | 3 | 50 | 28 | 10 | 240 | 3 | 100 | 28 | 10 | 420 | 1,4,5
|  |  |  | MC | GE Power Controls Iberica S.L. | EC32[*]300B[**] | 240 | 3 | 100 | 28 | 10
|  |  |  | ACC(SHORT-CIRCUIT TRIP INDICATOR) | General Electric Co. | GPAE11LLA | - | - | - | - | -
GE.F.GPS2BHAS.EC32 | E172253 | 2018-03-09 | F | MSP | General Electric Co. | GPS2BHAS | 240 | 3 | 50 | 28 | 10 | 240 | 3 | 100 | 28 | 10 | 420 | 1,4,5
|  |  |  | MC | GE Power Controls Iberica S.L. | EC32[*]300B[**] | 240 | 3 | 100 | 28 | 10
|  |  |  | ACC(SHORT-CIRCUIT TRIP INDICATOR) | General Electric Co. | GPAE11LLA | - | - | - | - | -
GE.F.GPS2BHAT.EC32 | E172253 | 2018-03-09 | F | MSP | General Electric Co. | GPS2BHAT | 240 | 3 | 50 | 42 | 15 | 240 | 3 | 100 | 28 | 10 | 420 | 1,4,5
|  |  |  | MC | GE Power Controls Iberica S.L. | EC32[*]300B[**] | 240 | 3 | 100 | 28 | 10
|  |  |  | ACC(SHORT-CIRCUIT TRIP INDICATOR) | General Electric Co. | GPAE11LLA | - | - | - | - | -
GE.F.GPS2BHAU.EC32 | E172253 | 2018-03-09 | F | MSP | General Electric Co. | GPS2BHAU | 240 | 3 | 50 | 54 | 20 | 240 | 3 | 100 | 28 | 10 | 420 | 1,4,5
|  |  |  | MC | GE Power Controls Iberica S.L. | EC32[*]300B[**] | 240 | 3 | 100 | 28 | 10
|  |  |  | ACC(SHORT-CIRCUIT TRIP INDICATOR) | General Electric Co. | GPAE11LLA | - | - | - | - | -
GE.F.GPS2BHAK.EC40 | E172253 | 2018-03-09 | F | MSP | General Electric Co. | GPS2BHAK | 240 | 3 | 50 | 9.6 | 3 | 240 | 3 | 100 | 9.6 | 3 | 420 | 1,4,5
|  |  |  | MC | GE Power Controls Iberica S.L. | EC40[*]300B[**] | 240 | 3 | 100 | 28 | 10
|  |  |  | ACC(SHORT-CIRCUIT TRIP INDICATOR) | General Electric Co. | GPAE11LLA | - | - | - | - | -
GE.F.GPS2BHAL.EC40 | E172253 | 2018-03-09 | F | MSP | General Electric Co. | GPS2BHAL | 240 | 3 | 50 | 9.6 | 3 | 240 | 3 | 100 | 9.6 | 3 | 420 | 1,4,5
|  |  |  | MC | GE Power Controls Iberica S.L. | EC40[*]300B[**] | 240 | 3 | 100 | 28 | 10
|  |  |  | ACC(SHORT-CIRCUIT TRIP INDICATOR) | General Electric Co. | GPAE11LLA | - | - | - | - | -
GE.F.GPS2BHAM.EC40 | E172253 | 2018-03-09 | F | MSP | General Electric Co. | GPS2BHAM | 240 | 3 | 50 | 15.2 | 5 | 240 | 3 | 100 | 15.2 | 5 | 420 | 1,4,5
|  |  |  | MC | GE Power Controls Iberica S.L. | EC40[*]300B[**] | 240 | 3 | 100 | 28 | 10
|  |  |  | ACC(SHORT-CIRCUIT TRIP INDICATOR) | General Electric Co. | GPAE11LLA | - | - | - | - | -
GE.F.GPS2BHAN.EC40 | E172253 | 2018-03-09 | F | MSP | General Electric Co. | GPS2BHAN | 240 | 3 | 50 | 15.2 | 5 | 240 | 3 | 100 | 15.2 | 5 | 420 | 1,4,5
|  |  |  | MC | GE Power Controls Iberica S.L. | EC40[*]300B[**] | 240 | 3 | 100 | 28 | 10
|  |  |  | ACC(SHORT-CIRCUIT TRIP INDICATOR) | General Electric Co. | GPAE11LLA | - | - | - | - | -
GE.F.GPS2BHAP.EC40 | E172253 | 2018-03-09 | F | MSP | General Electric Co. | GPS2BHAP | 240 | 3 | 50 | 22 | 7-1/2 | 240 | 3 | 100 | 22 | 7-1/2 | 420 | 1,4,5
|  |  |  | MC | GE Power Controls Iberica S.L. | EC40[*]300B[**] | 240 | 3 | 100 | 28 | 10
|  |  |  | ACC(SHORT-CIRCUIT TRIP INDICATOR) | General Electric Co. | GPAE11LLA | - | - | - | - | -
GE.F.GPS2BHAR.EC40 | E172253 | 2018-03-09 | F | MSP | General Electric Co. | GPS2BHAR | 240 | 3 | 50 | 28 | 10 | 240 | 3 | 100 | 28 | 10 | 420 | 1,4,5
|  |  |  | MC | GE Power Controls Iberica S.L. | EC40[*]300B[**] | 240 | 3 | 100 | 28 | 10
|  |  |  | ACC(SHORT-CIRCUIT TRIP INDICATOR) | General Electric Co. | GPAE11LLA | - | - | - | - | -
GE.F.GPS2BHAS.EC40 | E172253 | 2018-03-09 | F | MSP | General Electric Co. | GPS2BHAS | 240 | 3 | 50 | 28 | 10 | 240 | 3 | 100 | 28 | 10 | 420 | 1,4,5
|  |  |  | MC | GE Power Controls Iberica S.L. | EC40[*]300B[**] | 240 | 3 | 100 | 28 | 10
|  |  |  | ACC(SHORT-CIRCUIT TRIP INDICATOR) | General Electric Co. | GPAE11LLA | - | - | - | - | -
GE.F.GPS2BHAT.EC40 | E172253 | 2018-03-09 | F | MSP | General Electric Co. | GPS2BHAT | 240 | 3 | 50 | 42 | 15 | 240 | 3 | 100 | 28 | 10 | 420 | 1,4,5
|  |  |  | MC | GE Power Controls Iberica S.L. | EC40[*]300B[**] | 240 | 3 | 100 | 28 | 10
|  |  |  | ACC(SHORT-CIRCUIT TRIP INDICATOR) | General Electric Co. | GPAE11LLA | - | - | - | - | -
GE.F.GPS2BHAU.EC40 | E172253 | 2018-03-09 | F | MSP | General Electric Co. | GPS2BHAU | 240 | 3 | 50 | 54 | 20 | 240 | 3 | 100 | 28 | 10 | 420 | 1,4,5
|  |  |  | MC | GE Power Controls Iberica S.L. | EC40[*]300B[**] | 240 | 3 | 100 | 28 | 10
|  |  |  | ACC(SHORT-CIRCUIT TRIP INDICATOR) | General Electric Co. | GPAE11LLA | - | - | - | - | -
GE.F.GPS2BHAK.EF50 | E172253 | 2018-03-09 | F | MSP | General Electric Co. | GPS2BHAK | 240 | 3 | 50 | 9.6 | 3 | 240 | 3 | 100 | 9.6 | 3 | 420 | 1,4,5
|  |  |  | MC | GE Power Controls Iberica S.L. | EF50[*]300B[**] | 240 | 3 | 100 | 42 | 15
|  |  |  | ACC(SHORT-CIRCUIT TRIP INDICATOR) | General Electric Co. | GPAE11LLA | - | - | - | - | -
GE.F.GPS2BHAL.EF50 | E172253 | 2018-03-09 | F | MSP | General Electric Co. | GPS2BHAL | 240 | 3 | 50 | 9.6 | 3 | 240 | 3 | 100 | 9.6 | 3 | 420 | 1,4,5
|  |  |  | MC | GE Power Controls Iberica S.L. | EF50[*]300B[**] | 240 | 3 | 100 | 42 | 15
|  |  |  | ACC(SHORT-CIRCUIT TRIP INDICATOR) | General Electric Co. | GPAE11LLA | - | - | - | - | -
GE.F.GPS2BHAM.EF50 | E172253 | 2018-03-09 | F | MSP | General Electric Co. | GPS2BHAM | 240 | 3 | 50 | 15.2 | 5 | 240 | 3 | 100 | 15.2 | 5 | 420 | 1,4,5
|  |  |  | MC | GE Power Controls Iberica S.L. | EF50[*]300B[**] | 240 | 3 | 100 | 42 | 15
|  |  |  | ACC(SHORT-CIRCUIT TRIP INDICATOR) | General Electric Co. | GPAE11LLA | - | - | - | - | -
GE.F.GPS2BHAN.EF50 | E172253 | 2018-03-09 | F | MSP | General Electric Co. | GPS2BHAN | 240 | 3 | 50 | 15.2 | 5 | 240 | 3 | 100 | 15.2 | 5 | 420 | 1,4,5
|  |  |  | MC | GE Power Controls Iberica S.L. | EF50[*]300B[**] | 240 | 3 | 100 | 42 | 15
|  |  |  | ACC(SHORT-CIRCUIT TRIP INDICATOR) | General Electric Co. | GPAE11LLA | - | - | - | - | -
GE.F.GPS2BHAP.EF50 | E172253 | 2018-03-09 | F | MSP | General Electric Co. | GPS2BHAP | 240 | 3 | 50 | 22 | 7-1/2 | 240 | 3 | 100 | 22 | 7-1/2 | 420 | 1,4,5
|  |  |  | MC | GE Power Controls Iberica S.L. | EF50[*]300B[**] | 240 | 3 | 100 | 42 | 15
|  |  |  | ACC(SHORT-CIRCUIT TRIP INDICATOR) | General Electric Co. | GPAE11LLA | - | - | - | - | -
GE.F.GPS2BHAR.EF50 | E172253 | 2018-03-09 | F | MSP | General Electric Co. | GPS2BHAR | 240 | 3 | 50 | 28 | 10 | 240 | 3 | 100 | 28 | 10 | 420 | 1,4,5
|  |  |  | MC | GE Power Controls Iberica S.L. | EF50[*]300B[**] | 240 | 3 | 100 | 42 | 15
|  |  |  | ACC(SHORT-CIRCUIT TRIP INDICATOR) | General Electric Co. | GPAE11LLA | - | - | - | - | -
GE.F.GPS2BHAS.EF50 | E172253 | 2018-03-09 | F | MSP | General Electric Co. | GPS2BHAS | 240 | 3 | 50 | 28 | 10 | 240 | 3 | 100 | 28 | 10 | 420 | 1,4,5
|  |  |  | MC | GE Power Controls Iberica S.L. | EF50[*]300B[**] | 240 | 3 | 100 | 42 | 15
|  |  |  | ACC(SHORT-CIRCUIT TRIP INDICATOR) | General Electric Co. | GPAE11LLA | - | - | - | - | -
GE.F.GPS2BHAT.EF50 | E172253 | 2018-03-09 | F | MSP | General Electric Co. | GPS2BHAT | 240 | 3 | 50 | 42 | 15 | 240 | 3 | 100 | 42 | 15 | 420 | 1,4,5
|  |  |  | MC | GE Power Controls Iberica S.L. | EF50[*]300B[**] | 240 | 3 | 100 | 42 | 15
|  |  |  | ACC(SHORT-CIRCUIT TRIP INDICATOR) | General Electric Co. | GPAE11LLA | - | - | - | - | -
GE.F.GPS2BHAU.EF50 | E172253 | 2018-03-09 | F | MSP | General Electric Co. | GPS2BHAU | 240 | 3 | 50 | 54 | 20 | 240 | 3 | 100 | 42 | 15 | 420 | 1,4,5
|  |  |  | MC | GE Power Controls Iberica S.L. | EF50[*]300B[**] | 240 | 3 | 100 | 42 | 15
|  |  |  | ACC(SHORT-CIRCUIT TRIP INDICATOR) | General Electric Co. | GPAE11LLA | - | - | - | - | -
GE.F.GPS2BHAK.EF65 | E172253 | 2018-03-09 | F | MSP | General Electric Co. | GPS2BHAK | 240 | 3 | 50 | 9.6 | 3 | 240 | 3 | 100 | 9.6 | 3 | 420 | 1,4,5
|  |  |  | MC | GE Power Controls Iberica S.L. | EF65[*]300B[**] | 240 | 3 | 100 | 54 | 20
|  |  |  | ACC(SHORT-CIRCUIT TRIP INDICATOR) | General Electric Co. | GPAE11LLA | - | - | - | - | -
GE.F.GPS2BHAL.EF65 | E172253 | 2018-03-09 | F | MSP | General Electric Co. | GPS2BHAL | 240 | 3 | 50 | 9.6 | 3 | 240 | 3 | 100 | 9.6 | 3 | 420 | 1,4,5
|  |  |  | MC | GE Power Controls Iberica S.L. | EF65[*]300B[**] | 240 | 3 | 100 | 54 | 20
|  |  |  | ACC(SHORT-CIRCUIT TRIP INDICATOR) | General Electric Co. | GPAE11LLA | - | - | - | - | -
GE.F.GPS2BHAM.EF65 | E172253 | 2018-03-09 | F | MSP | General Electric Co. | GPS2BHAM | 240 | 3 | 50 | 15.2 | 5 | 240 | 3 | 100 | 15.2 | 5 | 420 | 1,4,5
|  |  |  | MC | GE Power Controls Iberica S.L. | EF65[*]300B[**] | 240 | 3 | 100 | 54 | 20
|  |  |  | ACC(SHORT-CIRCUIT TRIP INDICATOR) | General Electric Co. | GPAE11LLA | - | - | - | - | -
GE.F.GPS2BHAN.EF65 | E172253 | 2018-03-09 | F | MSP | General Electric Co. | GPS2BHAN | 240 | 3 | 50 | 15.2 | 5 | 240 | 3 | 100 | 15.2 | 5 | 420 | 1,4,5
|  |  |  | MC | GE Power Controls Iberica S.L. | EF65[*]300B[**] | 240 | 3 | 100 | 54 | 20
|  |  |  | ACC(SHORT-CIRCUIT TRIP INDICATOR) | General Electric Co. | GPAE11LLA | - | - | - | - | -
GE.F.GPS2BHAP.EF65 | E172253 | 2018-03-09 | F | MSP | General Electric Co. | GPS2BHAP | 240 | 3 | 50 | 22 | 7-1/2 | 240 | 3 | 100 | 22 | 7-1/2 | 420 | 1,4,5
|  |  |  | MC | GE Power Controls Iberica S.L. | EF65[*]300B[**] | 240 | 3 | 100 | 54 | 20
|  |  |  | ACC(SHORT-CIRCUIT TRIP INDICATOR) | General Electric Co. | GPAE11LLA | - | - | - | - | -
GE.F.GPS2BHAR.EF65 | E172253 | 2018-03-09 | F | MSP | General Electric Co. | GPS2BHAR | 240 | 3 | 50 | 28 | 10 | 240 | 3 | 100 | 28 | 10 | 420 | 1,4,5
|  |  |  | MC | GE Power Controls Iberica S.L. | EF65[*]300B[**] | 240 | 3 | 100 | 54 | 20
|  |  |  | ACC(SHORT-CIRCUIT TRIP INDICATOR) | General Electric Co. | GPAE11LLA | - | - | - | - | -
GE.F.GPS2BHAS.EF65 | E172253 | 2018-03-09 | F | MSP | General Electric Co. | GPS2BHAS | 240 | 3 | 50 | 28 | 10 | 240 | 3 | 100 | 28 | 10 | 420 | 1,4,5
|  |  |  | MC | GE Power Controls Iberica S.L. | EF65[*]300B[**] | 240 | 3 | 100 | 54 | 20
|  |  |  | ACC(SHORT-CIRCUIT TRIP INDICATOR) | General Electric Co. | GPAE11LLA | - | - | - | - | -
GE.F.GPS2BHAT.EF65 | E172253 | 2018-03-09 | F | MSP | General Electric Co. | GPS2BHAT | 240 | 3 | 50 | 42 | 15 | 240 | 3 | 100 | 42 | 15 | 420 | 1,4,5
|  |  |  | MC | GE Power Controls Iberica S.L. | EF65[*]300B[**] | 240 | 3 | 100 | 54 | 20
|  |  |  | ACC(SHORT-CIRCUIT TRIP INDICATOR) | General Electric Co. | GPAE11LLA | - | - | - | - | -
GE.F.GPS2BHAU.EF65 | E172253 | 2018-03-09 | F | MSP | General Electric Co. | GPS2BHAU | 240 | 3 | 50 | 54 | 20 | 240 | 3 | 100 | 54 | 20 | 420 | 1,4,5
|  |  |  | MC | GE Power Controls Iberica S.L. | EF65[*]300B[**] | 240 | 3 | 100 | 54 | 20
|  |  |  | ACC(SHORT-CIRCUIT TRIP INDICATOR) | General Electric Co. | GPAE11LLA | - | - | - | - | -
GE.F.GPS2BHAK.EF80 | E172253 | 2018-03-09 | F | MSP | General Electric Co. | GPS2BHAK | 240 | 3 | 50 | 9.6 | 3 | 240 | 3 | 100 | 9.6 | 3 | 420 | 1,4,5
|  |  |  | MC | GE Power Controls Iberica S.L. | EF80[*]300B[**] | 240 | 3 | 100 | 68 | 25
|  |  |  | ACC(SHORT-CIRCUIT TRIP INDICATOR) | General Electric Co. | GPAE11LLA | - | - | - | - | -
GE.F.GPS2BHAL.EF80 | E172253 | 2018-03-09 | F | MSP | General Electric Co. | GPS2BHAL | 240 | 3 | 50 | 9.6 | 3 | 240 | 3 | 100 | 9.6 | 3 | 420 | 1,4,5
|  |  |  | MC | GE Power Controls Iberica S.L. | EF80[*]300B[**] | 240 | 3 | 100 | 68 | 25
|  |  |  | ACC(SHORT-CIRCUIT TRIP INDICATOR) | General Electric Co. | GPAE11LLA | - | - | - | - | -
GE.F.GPS2BHAM.EF80 | E172253 | 2018-03-09 | F | MSP | General Electric Co. | GPS2BHAM | 240 | 3 | 50 | 15.2 | 5 | 240 | 3 | 100 | 15.2 | 5 | 420 | 1,4,5
|  |  |  | MC | GE Power Controls Iberica S.L. | EF80[*]300B[**] | 240 | 3 | 100 | 68 | 25
|  |  |  | ACC(SHORT-CIRCUIT TRIP INDICATOR) | General Electric Co. | GPAE11LLA | - | - | - | - | -
GE.F.GPS2BHAN.EF80 | E172253 | 2018-03-09 | F | MSP | General Electric Co. | GPS2BHAN | 240 | 3 | 50 | 15.2 | 5 | 240 | 3 | 100 | 15.2 | 5 | 420 | 1,4,5
|  |  |  | MC | GE Power Controls Iberica S.L. | EF80[*]300B[**] | 240 | 3 | 100 | 68 | 25
|  |  |  | ACC(SHORT-CIRCUIT TRIP INDICATOR) | General Electric Co. | GPAE11LLA | - | - | - | - | -
GE.F.GPS2BHAP.EF80 | E172253 | 2018-03-09 | F | MSP | General Electric Co. | GPS2BHAP | 240 | 3 | 50 | 22 | 7-1/2 | 240 | 3 | 100 | 22 | 7-1/2 | 420 | 1,4,5
|  |  |  | MC | GE Power Controls Iberica S.L. | EF80[*]300B[**] | 240 | 3 | 100 | 68 | 25
|  |  |  | ACC(SHORT-CIRCUIT TRIP INDICATOR) | General Electric Co. | GPAE11LLA | - | - | - | - | -
GE.F.GPS2BHAR.EF80 | E172253 | 2018-03-09 | F | MSP | General Electric Co. | GPS2BHAR | 240 | 3 | 50 | 28 | 10 | 240 | 3 | 100 | 28 | 10 | 420 | 1,4,5
|  |  |  | MC | GE Power Controls Iberica S.L. | EF80[*]300B[**] | 240 | 3 | 100 | 68 | 25
|  |  |  | ACC(SHORT-CIRCUIT TRIP INDICATOR) | General Electric Co. | GPAE11LLA | - | - | - | - | -
GE.F.GPS2BHAS.EF80 | E172253 | 2018-03-09 | F | MSP | General Electric Co. | GPS2BHAS | 240 | 3 | 50 | 28 | 10 | 240 | 3 | 100 | 28 | 10 | 420 | 1,4,5
|  |  |  | MC | GE Power Controls Iberica S.L. | EF80[*]300B[**] | 240 | 3 | 100 | 68 | 25
|  |  |  | ACC(SHORT-CIRCUIT TRIP INDICATOR) | General Electric Co. | GPAE11LLA | - | - | - | - | -
GE.F.GPS2BHAT.EF80 | E172253 | 2018-03-09 | F | MSP | General Electric Co. | GPS2BHAT | 240 | 3 | 50 | 42 | 15 | 240 | 3 | 100 | 42 | 15 | 420 | 1,4,5
|  |  |  | MC | GE Power Controls Iberica S.L. | EF80[*]300B[**] | 240 | 3 | 100 | 68 | 25
|  |  |  | ACC(SHORT-CIRCUIT TRIP INDICATOR) | General Electric Co. | GPAE11LLA | - | - | - | - | -
GE.F.GPS2BHAU.EF80 | E172253 | 2018-03-09 | F | MSP | General Electric Co. | GPS2BHAU | 240 | 3 | 50 | 54 | 20 | 240 | 3 | 100 | 54 | 20 | 420 | 1,4,5
|  |  |  | MC | GE Power Controls Iberica S.L. | EF80[*]300B[**] | 240 | 3 | 100 | 68 | 25
|  |  |  | ACC(SHORT-CIRCUIT TRIP INDICATOR) | General Electric Co. | GPAE11LLA | - | - | - | - | -

## 480V_Type F SURION_EFFICOR
Issue Date: 2018-11-18
Database Identification Number | Listed Combination Motor Controller Information |  | Construction Type | Component Description | [7 empty] | Combination Motor Controller Ratings |  |  |  |  | Enclosure Volume, cubic inches | Conditions of Use
Listing Report Information
| UL File Number | Report Issue Date YYYY-MM-DD |  | Component Type Abbreviation | Manufacturer Name | Complete Part Number | Voltage, V | Number of Phases | SCCR, kA | Full Load Current, A | Hp Rating | Voltage, V | Number of Phases | SCCR, kA | Current Rating, FLA or FLA/LRA | Hp Rating
GE.F.GPS1BHAA.EC09 | E172253 | 2018-03-09 | F | MSP | General Electric Co. | GPS1BHAA | 480 | 3 | 50 | 0.16 | - | 480Y/277 | 3 | 65 | 0,16 / 1,2 | - | 420 | 1,4,5
|  |  |  | MC | GE Power Controls Iberica S.L. | EC09[*]311B[**] | 480 | 3 | 100 | 9 | 7.5
|  |  |  | ACC(ADAPTOR) | General Electric Co. | GPAPT1E | - | - | - | - | -
|  |  |  | ACC(SHORT-CIRCUIT TRIP INDICATOR) | General Electric Co. | GPAE11LLA | - | - | - | - | -
GE.F.GPS1BHAB.EC09 | E172253 | 2018-03-09 | F | MSP | General Electric Co. | GPS1BHAB | 480 | 3 | 50 | 0.25 | - | 480Y/277 | 3 | 65 | 0,25 / 1,8 | - | 420 | 1,4,5
|  |  |  | MC | GE Power Controls Iberica S.L. | EC09[*]311B[**] | 480 | 3 | 100 | 9 | 7.5
|  |  |  | ACC(ADAPTOR) | General Electric Co. | GPAPT1E | - | - | - | - | -
|  |  |  | ACC(SHORT-CIRCUIT TRIP INDICATOR) | General Electric Co. | GPAE11LLA | - | - | - | - | -
GE.F.GPS1BHAC.EC09 | E172253 | 2018-03-09 | F | MSP | General Electric Co. | GPS1BHAC | 480 | 3 | 50 | 0.4 | - | 480Y/277 | 3 | 65 | 0,4 / 3 | - | 420 | 1,4,5
|  |  |  | MC | GE Power Controls Iberica S.L. | EC09[*]311B[**] | 480 | 3 | 100 | 9 | 7.5
|  |  |  | ACC(ADAPTOR) | General Electric Co. | GPAPT1E | - | - | - | - | -
|  |  |  | ACC(SHORT-CIRCUIT TRIP INDICATOR) | General Electric Co. | GPAE11LLA | - | - | - | - | -
GE.F.GPS1BHAD.EC09 | E172253 | 2018-03-09 | F | MSP | General Electric Co. | GPS1BHAD | 480 | 3 | 50 | 0.63 | - | 480Y/277 | 3 | 65 | 0,63 / 4,7 | - | 420 | 1,4,5
|  |  |  | MC | GE Power Controls Iberica S.L. | EC09[*]311B[**] | 480 | 3 | 100 | 9 | 7.5
|  |  |  | ACC(ADAPTOR) | General Electric Co. | GPAPT1E | - | - | - | - | -
|  |  |  | ACC(SHORT-CIRCUIT TRIP INDICATOR) | General Electric Co. | GPAE11LLA | - | - | - | - | -
GE.F.GPS1BHAE.EC09 | E172253 | 2018-03-09 | F | MSP | General Electric Co. | GPS1BHAE | 480 | 3 | 50 | 1 | - | 480Y/277 | 3 | 65 | 1 / 7,5 | - | 420 | 1,4,5
|  |  |  | MC | GE Power Controls Iberica S.L. | EC09[*]311B[**] | 480 | 3 | 100 | 9 | 7.5
|  |  |  | ACC(ADAPTOR) | General Electric Co. | GPAPT1E | - | - | - | - | -
|  |  |  | ACC(SHORT-CIRCUIT TRIP INDICATOR) | General Electric Co. | GPAE11LLA | - | - | - | - | -
GE.F.GPS1BHAF.EC09 | E172253 | 2018-03-09 | F | MSP | General Electric Co. | GPS1BHAF | 480 | 3 | 50 | 1.6 | 3/4 | 480Y/277 | 3 | 65 | 1.6 | 3/4 | 420 | 1,4,5
|  |  |  | MC | GE Power Controls Iberica S.L. | EC09[*]311B[**] | 480 | 3 | 100 | 9 | 7.5
|  |  |  | ACC(ADAPTOR) | General Electric Co. | GPAPT1E | - | - | - | - | -
|  |  |  | ACC(SHORT-CIRCUIT TRIP INDICATOR) | General Electric Co. | GPAE11LLA | - | - | - | - | -
GE.F.GPS1BHAG.EC09 | E172253 | 2018-03-09 | F | MSP | General Electric Co. | GPS1BHAG | 480 | 3 | 50 | 2.1 | 1 | 480Y/277 | 3 | 65 | 2.1 | 1 | 420 | 1,4,5
|  |  |  | MC | GE Power Controls Iberica S.L. | EC09[*]311B[**] | 480 | 3 | 100 | 9 | 7.5
|  |  |  | ACC(ADAPTOR) | General Electric Co. | GPAPT1E | - | - | - | - | -
|  |  |  | ACC(SHORT-CIRCUIT TRIP INDICATOR) | General Electric Co. | GPAE11LLA | - | - | - | - | -
GE.F.GPS1BHAH.EC09 | E172253 | 2018-03-09 | F | MSP | General Electric Co. | GPS1BHAH | 480 | 3 | 50 | 3.4 | 2 | 480Y/277 | 3 | 65 | 3.4 | 2 | 420 | 1,4,5
|  |  |  | MC | GE Power Controls Iberica S.L. | EC09[*]311B[**] | 480 | 3 | 100 | 9 | 7.5
|  |  |  | ACC(ADAPTOR) | General Electric Co. | GPAPT1E | - | - | - | - | -
|  |  |  | ACC(SHORT-CIRCUIT TRIP INDICATOR) | General Electric Co. | GPAE11LLA | - | - | - | - | -
GE.F.GPS1BHAJ.EC09 | E172253 | 2018-03-09 | F | MSP | General Electric Co. | GPS1BHAJ | 480 | 3 | 50 | 4.8 | 3 | 480Y/277 | 3 | 65 | 4.8 | 3 | 420 | 1,4,5
|  |  |  | MC | GE Power Controls Iberica S.L. | EC09[*]311B[**] | 480 | 3 | 100 | 9 | 7.5
|  |  |  | ACC(ADAPTOR) | General Electric Co. | GPAPT1E | - | - | - | - | -
|  |  |  | ACC(SHORT-CIRCUIT TRIP INDICATOR) | General Electric Co. | GPAE11LLA | - | - | - | - | -
GE.F.GPS1BHAK.EC09 | E172253 | 2018-03-09 | F | MSP | General Electric Co. | GPS1BHAK | 480 | 3 | 50 | 7.6 | 4 | 480Y/277 | 3 | 65 | 7.6 | 4 | 420 | 1,4,5
|  |  |  | MC | GE Power Controls Iberica S.L. | EC09[*]311B[**] | 480 | 3 | 100 | 9 | 7.5
|  |  |  | ACC(ADAPTOR) | General Electric Co. | GPAPT1E | - | - | - | - | -
|  |  |  | ACC(SHORT-CIRCUIT TRIP INDICATOR) | General Electric Co. | GPAE11LLA | - | - | - | - | -
GE.F.GPS1BHAL.EC09 | E172253 | 2018-03-09 | F | MSP | General Electric Co. | GPS1BHAL | 480 | 3 | 50 | 11 | 7-1/2 | 480Y/277 | 3 | 65 | 9 | 7.5 | 420 | 1,4,5
|  |  |  | MC | GE Power Controls Iberica S.L. | EC09[*]311B[**] | 480 | 3 | 100 | 9 | 7.5
|  |  |  | ACC(ADAPTOR) | General Electric Co. | GPAPT1E | - | - | - | - | -
|  |  |  | ACC(SHORT-CIRCUIT TRIP INDICATOR) | General Electric Co. | GPAE11LLA | - | - | - | - | -
GE.F.GPS1BHAM.EC09 | E172253 | 2018-03-09 | F | MSP | General Electric Co. | GPS1BHAM | 480 | 3 | 50 | 14 | 10 | 480Y/277 | 3 | 65 | 9 | 7.5 | 420 | 1,4,5
|  |  |  | MC | GE Power Controls Iberica S.L. | EC09[*]311B[**] | 480 | 3 | 100 | 9 | 7.5
|  |  |  | ACC(ADAPTOR) | General Electric Co. | GPAPT1E | - | - | - | - | -
|  |  |  | ACC(SHORT-CIRCUIT TRIP INDICATOR) | General Electric Co. | GPAE11LLA | - | - | - | - | -
GE.F.GPS1BHAN.EC09 | E172253 | 2018-03-09 | F | MSP | General Electric Co. | GPS1BHAN | 480 | 3 | 50 | 14 | 10 | 480Y/277 | 3 | 65 | 9 | 7.5 | 420 | 1,4,5
|  |  |  | MC | GE Power Controls Iberica S.L. | EC09[*]311B[**] | 480 | 3 | 100 | 9 | 7.5
|  |  |  | ACC(ADAPTOR) | General Electric Co. | GPAPT1E | - | - | - | - | -
|  |  |  | ACC(SHORT-CIRCUIT TRIP INDICATOR) | General Electric Co. | GPAE11LLA | - | - | - | - | -
GE.F.GPS1BHAP.EC09 | E172253 | 2018-03-09 | F | MSP | General Electric Co. | GPS1BHAP | 480 | 3 | 50 | 21 | 15 | 480Y/277 | 3 | 65 | 9 | 7.5 | 420 | 1,4,5
|  |  |  | MC | GE Power Controls Iberica S.L. | EC09[*]311B[**] | 480 | 3 | 100 | 9 | 7.5
|  |  |  | ACC(ADAPTOR) | General Electric Co. | GPAPT1E | - | - | - | - | -
|  |  |  | ACC(SHORT-CIRCUIT TRIP INDICATOR) | General Electric Co. | GPAE11LLA | - | - | - | - | -
GE.F.GPS1BHAR.EC09 | E172253 | 2018-03-09 | F | MSP | General Electric Co. | GPS1BHAR | 480 | 3 | 50 | 27 | 20 | 480Y/277 | 3 | 65 | 9 | 7.5 | 420 | 1,4,5
|  |  |  | MC | GE Power Controls Iberica S.L. | EC09[*]311B[**] | 480 | 3 | 100 | 9 | 7.5
|  |  |  | ACC(ADAPTOR) | General Electric Co. | GPAPT1E | - | - | - | - | -
|  |  |  | ACC(SHORT-CIRCUIT TRIP INDICATOR) | General Electric Co. | GPAE11LLA | - | - | - | - | -
GE.F.GPS1BHAA.EC12 | E172253 | 2018-03-09 | F | MSP | General Electric Co. | GPS1BHAA | 480 | 3 | 50 | 0.16 | - | 480Y/277 | 3 | 65 | 0,16 / 1,2 | - | 420 | 1,4,5
|  |  |  | MC | GE Power Controls Iberica S.L. | EC12[*]311B[**] | 480 | 3 | 100 | 11 | 10
|  |  |  | ACC(ADAPTOR) | General Electric Co. | GPAPT1E | - | - | - | - | -
|  |  |  | ACC(SHORT-CIRCUIT TRIP INDICATOR) | General Electric Co. | GPAE11LLA | - | - | - | - | -
GE.F.GPS1BHAB.EC12 | E172253 | 2018-03-09 | F | MSP | General Electric Co. | GPS1BHAB | 480 | 3 | 50 | 0.25 | - | 480Y/277 | 3 | 65 | 0,25 / 1,8 | - | 420 | 1,4,5
|  |  |  | MC | GE Power Controls Iberica S.L. | EC12[*]311B[**] | 480 | 3 | 100 | 11 | 10
|  |  |  | ACC(ADAPTOR) | General Electric Co. | GPAPT1E | - | - | - | - | -
|  |  |  | ACC(SHORT-CIRCUIT TRIP INDICATOR) | General Electric Co. | GPAE11LLA | - | - | - | - | -
GE.F.GPS1BHAC.EC12 | E172253 | 2018-03-09 | F | MSP | General Electric Co. | GPS1BHAC | 480 | 3 | 50 | 0.4 | - | 480Y/277 | 3 | 65 | 0,4 / 3 | - | 420 | 1,4,5
|  |  |  | MC | GE Power Controls Iberica S.L. | EC12[*]311B[**] | 480 | 3 | 100 | 11 | 10
|  |  |  | ACC(ADAPTOR) | General Electric Co. | GPAPT1E | - | - | - | - | -
|  |  |  | ACC(SHORT-CIRCUIT TRIP INDICATOR) | General Electric Co. | GPAE11LLA | - | - | - | - | -
GE.F.GPS1BHAD.EC12 | E172253 | 2018-03-09 | F | MSP | General Electric Co. | GPS1BHAD | 480 | 3 | 50 | 0.63 | - | 480Y/277 | 3 | 65 | 0,63 / 4,7 | - | 420 | 1,4,5
|  |  |  | MC | GE Power Controls Iberica S.L. | EC12[*]311B[**] | 480 | 3 | 100 | 11 | 10
|  |  |  | ACC(ADAPTOR) | General Electric Co. | GPAPT1E | - | - | - | - | -
|  |  |  | ACC(SHORT-CIRCUIT TRIP INDICATOR) | General Electric Co. | GPAE11LLA | - | - | - | - | -
GE.F.GPS1BHAE.EC12 | E172253 | 2018-03-09 | F | MSP | General Electric Co. | GPS1BHAE | 480 | 3 | 50 | 1 | - | 480Y/277 | 3 | 65 | 11 | 10 | 420 | 1,4,5
|  |  |  | MC | GE Power Controls Iberica S.L. | EC12[*]311B[**] | 480 | 3 | 100 | 11 | 10
|  |  |  | ACC(ADAPTOR) | General Electric Co. | GPAPT1E | - | - | - | - | -
|  |  |  | ACC(SHORT-CIRCUIT TRIP INDICATOR) | General Electric Co. | GPAE11LLA | - | - | - | - | -
GE.F.GPS1BHAF.EC12 | E172253 | 2018-03-09 | F | MSP | General Electric Co. | GPS1BHAF | 480 | 3 | 50 | 1.6 | 3/4 | 480Y/277 | 3 | 65 | 1.6 | 3/4 | 420 | 1,4,5
|  |  |  | MC | GE Power Controls Iberica S.L. | EC12[*]311B[**] | 480 | 3 | 100 | 11 | 10
|  |  |  | ACC(ADAPTOR) | General Electric Co. | GPAPT1E | - | - | - | - | -
|  |  |  | ACC(SHORT-CIRCUIT TRIP INDICATOR) | General Electric Co. | GPAE11LLA | - | - | - | - | -
GE.F.GPS1BHAG.EC12 | E172253 | 2018-03-09 | F | MSP | General Electric Co. | GPS1BHAG | 480 | 3 | 50 | 2.1 | 1 | 480Y/277 | 3 | 65 | 2.1 | 1 | 420 | 1,4,5
|  |  |  | MC | GE Power Controls Iberica S.L. | EC12[*]311B[**] | 480 | 3 | 100 | 11 | 10
|  |  |  | ACC(ADAPTOR) | General Electric Co. | GPAPT1E | - | - | - | - | -
|  |  |  | ACC(SHORT-CIRCUIT TRIP INDICATOR) | General Electric Co. | GPAE11LLA | - | - | - | - | -
GE.F.GPS1BHAH.EC12 | E172253 | 2018-03-09 | F | MSP | General Electric Co. | GPS1BHAH | 480 | 3 | 50 | 3.4 | 2 | 480Y/277 | 3 | 65 | 3.4 | 2 | 420 | 1,4,5
|  |  |  | MC | GE Power Controls Iberica S.L. | EC12[*]311B[**] | 480 | 3 | 100 | 11 | 10
|  |  |  | ACC(ADAPTOR) | General Electric Co. | GPAPT1E | - | - | - | - | -
|  |  |  | ACC(SHORT-CIRCUIT TRIP INDICATOR) | General Electric Co. | GPAE11LLA | - | - | - | - | -
GE.F.GPS1BHAJ.EC12 | E172253 | 2018-03-09 | F | MSP | General Electric Co. | GPS1BHAJ | 480 | 3 | 50 | 4.8 | 3 | 480Y/277 | 3 | 65 | 4.8 | 3 | 420 | 1,4,5
|  |  |  | MC | GE Power Controls Iberica S.L. | EC12[*]311B[**] | 480 | 3 | 100 | 11 | 10
|  |  |  | ACC(ADAPTOR) | General Electric Co. | GPAPT1E | - | - | - | - | -
|  |  |  | ACC(SHORT-CIRCUIT TRIP INDICATOR) | General Electric Co. | GPAE11LLA | - | - | - | - | -
GE.F.GPS1BHAK.EC12 | E172253 | 2018-03-09 | F | MSP | General Electric Co. | GPS1BHAK | 480 | 3 | 50 | 7.6 | 4 | 480Y/277 | 3 | 65 | 7.6 | 4 | 420 | 1,4,5
|  |  |  | MC | GE Power Controls Iberica S.L. | EC12[*]311B[**] | 480 | 3 | 100 | 11 | 10
|  |  |  | ACC(ADAPTOR) | General Electric Co. | GPAPT1E | - | - | - | - | -
|  |  |  | ACC(SHORT-CIRCUIT TRIP INDICATOR) | General Electric Co. | GPAE11LLA | - | - | - | - | -
GE.F.GPS1BHAL.EC12 | E172253 | 2018-03-09 | F | MSP | General Electric Co. | GPS1BHAL | 480 | 3 | 50 | 11 | 7-1/2 | 480Y/277 | 3 | 65 | 11 | 7-1/2 | 420 | 1,4,5
|  |  |  | MC | GE Power Controls Iberica S.L. | EC12[*]311B[**] | 480 | 3 | 100 | 11 | 10
|  |  |  | ACC(ADAPTOR) | General Electric Co. | GPAPT1E | - | - | - | - | -
|  |  |  | ACC(SHORT-CIRCUIT TRIP INDICATOR) | General Electric Co. | GPAE11LLA | - | - | - | - | -
GE.F.GPS1BHAM.EC12 | E172253 | 2018-03-09 | F | MSP | General Electric Co. | GPS1BHAM | 480 | 3 | 50 | 14 | 10 | 480Y/277 | 3 | 65 | 11 | 10 | 420 | 1,4,5
|  |  |  | MC | GE Power Controls Iberica S.L. | EC12[*]311B[**] | 480 | 3 | 100 | 11 | 10
|  |  |  | ACC(ADAPTOR) | General Electric Co. | GPAPT1E | - | - | - | - | -
|  |  |  | ACC(SHORT-CIRCUIT TRIP INDICATOR) | General Electric Co. | GPAE11LLA | - | - | - | - | -
GE.F.GPS1BHAN.EC12 | E172253 | 2018-03-09 | F | MSP | General Electric Co. | GPS1BHAN | 480 | 3 | 50 | 14 | 10 | 480Y/277 | 3 | 65 | 11 | 10 | 420 | 1,4,5
|  |  |  | MC | GE Power Controls Iberica S.L. | EC12[*]311B[**] | 480 | 3 | 100 | 11 | 10
|  |  |  | ACC(ADAPTOR) | General Electric Co. | GPAPT1E | - | - | - | - | -
|  |  |  | ACC(SHORT-CIRCUIT TRIP INDICATOR) | General Electric Co. | GPAE11LLA | - | - | - | - | -
GE.F.GPS1BHAP.EC12 | E172253 | 2018-03-09 | F | MSP | General Electric Co. | GPS1BHAP | 480 | 3 | 50 | 21 | 15 | 480Y/277 | 3 | 65 | 11 | 10 | 420 | 1,4,5
|  |  |  | MC | GE Power Controls Iberica S.L. | EC12[*]311B[**] | 480 | 3 | 100 | 11 | 10
|  |  |  | ACC(ADAPTOR) | General Electric Co. | GPAPT1E | - | - | - | - | -
|  |  |  | ACC(SHORT-CIRCUIT TRIP INDICATOR) | General Electric Co. | GPAE11LLA | - | - | - | - | -
GE.F.GPS1BHAR.EC12 | E172253 | 2018-03-09 | F | MSP | General Electric Co. | GPS1BHAR | 480 | 3 | 50 | 27 | 20 | 480Y/277 | 3 | 65 | 11 | 10 | 420 | 1,4,5
|  |  |  | MC | GE Power Controls Iberica S.L. | EC12[*]311B[**] | 480 | 3 | 100 | 11 | 10
|  |  |  | ACC(ADAPTOR) | General Electric Co. | GPAPT1E | - | - | - | - | -
|  |  |  | ACC(SHORT-CIRCUIT TRIP INDICATOR) | General Electric Co. | GPAE11LLA | - | - | - | - | -
GE.F.GPS1BHAA.EC18 | E172253 | 2018-03-09 | F | MSP | General Electric Co. | GPS1BHAA | 480 | 3 | 50 | 0.16 | - | 480Y/277 | 3 | 65 | 0,16 / 1,2 | - | 420 | 1,4,5
|  |  |  | MC | GE Power Controls Iberica S.L. | EC18[*]311B[**] | 480 | 3 | 100 | 17 | 15
|  |  |  | ACC(ADAPTOR) | General Electric Co. | GPAPT1E | - | - | - | - | -
|  |  |  | ACC(SHORT-CIRCUIT TRIP INDICATOR) | General Electric Co. | GPAE11LLA | - | - | - | - | -
GE.F.GPS1BHAB.EC18 | E172253 | 2018-03-09 | F | MSP | General Electric Co. | GPS1BHAB | 480 | 3 | 50 | 0.25 | - | 480Y/277 | 3 | 65 | 0,25 / 1,8 | - | 420 | 1,4,5
|  |  |  | MC | GE Power Controls Iberica S.L. | EC18[*]311B[**] | 480 | 3 | 100 | 17 | 15
|  |  |  | ACC(ADAPTOR) | General Electric Co. | GPAPT1E | - | - | - | - | -
|  |  |  | ACC(SHORT-CIRCUIT TRIP INDICATOR) | General Electric Co. | GPAE11LLA | - | - | - | - | -
GE.F.GPS1BHAC.EC18 | E172253 | 2018-03-09 | F | MSP | General Electric Co. | GPS1BHAC | 480 | 3 | 50 | 0.4 | - | 480Y/277 | 3 | 65 | 0,4 / 3 | - | 420 | 1,4,5
|  |  |  | MC | GE Power Controls Iberica S.L. | EC18[*]311B[**] | 480 | 3 | 100 | 17 | 15
|  |  |  | ACC(ADAPTOR) | General Electric Co. | GPAPT1E | - | - | - | - | -
|  |  |  | ACC(SHORT-CIRCUIT TRIP INDICATOR) | General Electric Co. | GPAE11LLA | - | - | - | - | -
GE.F.GPS1BHAD.EC18 | E172253 | 2018-03-09 | F | MSP | General Electric Co. | GPS1BHAD | 480 | 3 | 50 | 0.63 | - | 480Y/277 | 3 | 65 | 0,63 / 4,7 | - | 420 | 1,4,5
|  |  |  | MC | GE Power Controls Iberica S.L. | EC18[*]311B[**] | 480 | 3 | 100 | 17 | 15
|  |  |  | ACC(ADAPTOR) | General Electric Co. | GPAPT1E | - | - | - | - | -
|  |  |  | ACC(SHORT-CIRCUIT TRIP INDICATOR) | General Electric Co. | GPAE11LLA | - | - | - | - | -
GE.F.GPS1BHAE.EC18 | E172253 | 2018-03-09 | F | MSP | General Electric Co. | GPS1BHAE | 480 | 3 | 50 | 1 | - | 480Y/277 | 3 | 65 | 17 | 15 | 420 | 1,4,5
|  |  |  | MC | GE Power Controls Iberica S.L. | EC18[*]311B[**] | 480 | 3 | 100 | 17 | 15
|  |  |  | ACC(ADAPTOR) | General Electric Co. | GPAPT1E | - | - | - | - | -
|  |  |  | ACC(SHORT-CIRCUIT TRIP INDICATOR) | General Electric Co. | GPAE11LLA | - | - | - | - | -
GE.F.GPS1BHAF.EC18 | E172253 | 2018-03-09 | F | MSP | General Electric Co. | GPS1BHAF | 480 | 3 | 50 | 1.6 | 3/4 | 480Y/277 | 3 | 65 | 1.6 | 3/4 | 420 | 1,4,5
|  |  |  | MC | GE Power Controls Iberica S.L. | EC18[*]311B[**] | 480 | 3 | 100 | 17 | 15
|  |  |  | ACC(ADAPTOR) | General Electric Co. | GPAPT1E | - | - | - | - | -
|  |  |  | ACC(SHORT-CIRCUIT TRIP INDICATOR) | General Electric Co. | GPAE11LLA | - | - | - | - | -
GE.F.GPS1BHAG.EC18 | E172253 | 2018-03-09 | F | MSP | General Electric Co. | GPS1BHAG | 480 | 3 | 50 | 2.1 | 1 | 480Y/277 | 3 | 65 | 2.1 | 1 | 420 | 1,4,5
|  |  |  | MC | GE Power Controls Iberica S.L. | EC18[*]311B[**] | 480 | 3 | 100 | 17 | 15
|  |  |  | ACC(ADAPTOR) | General Electric Co. | GPAPT1E | - | - | - | - | -
|  |  |  | ACC(SHORT-CIRCUIT TRIP INDICATOR) | General Electric Co. | GPAE11LLA | - | - | - | - | -
GE.F.GPS1BHAH.EC18 | E172253 | 2018-03-09 | F | MSP | General Electric Co. | GPS1BHAH | 480 | 3 | 50 | 3.4 | 2 | 480Y/277 | 3 | 65 | 3.4 | 2 | 420 | 1,4,5
|  |  |  | MC | GE Power Controls Iberica S.L. | EC18[*]311B[**] | 480 | 3 | 100 | 17 | 15
|  |  |  | ACC(ADAPTOR) | General Electric Co. | GPAPT1E | - | - | - | - | -
|  |  |  | ACC(SHORT-CIRCUIT TRIP INDICATOR) | General Electric Co. | GPAE11LLA | - | - | - | - | -
GE.F.GPS1BHAJ.EC18 | E172253 | 2018-03-09 | F | MSP | General Electric Co. | GPS1BHAJ | 480 | 3 | 50 | 4.8 | 3 | 480Y/277 | 3 | 65 | 4.8 | 3 | 420 | 1,4,5
|  |  |  | MC | GE Power Controls Iberica S.L. | EC18[*]311B[**] | 480 | 3 | 100 | 17 | 15
|  |  |  | ACC(ADAPTOR) | General Electric Co. | GPAPT1E | - | - | - | - | -
|  |  |  | ACC(SHORT-CIRCUIT TRIP INDICATOR) | General Electric Co. | GPAE11LLA | - | - | - | - | -
GE.F.GPS1BHAK.EC18 | E172253 | 2018-03-09 | F | MSP | General Electric Co. | GPS1BHAK | 480 | 3 | 50 | 7.6 | 4 | 480Y/277 | 3 | 65 | 7.6 | 4 | 420 | 1,4,5
|  |  |  | MC | GE Power Controls Iberica S.L. | EC18[*]311B[**] | 480 | 3 | 100 | 17 | 15
|  |  |  | ACC(ADAPTOR) | General Electric Co. | GPAPT1E | - | - | - | - | -
|  |  |  | ACC(SHORT-CIRCUIT TRIP INDICATOR) | General Electric Co. | GPAE11LLA | - | - | - | - | -
GE.F.GPS1BHAL.EC18 | E172253 | 2018-03-09 | F | MSP | General Electric Co. | GPS1BHAL | 480 | 3 | 50 | 11 | 7-1/2 | 480Y/277 | 3 | 65 | 11 | 7-1/2 | 420 | 1,4,5
|  |  |  | MC | GE Power Controls Iberica S.L. | EC18[*]311B[**] | 480 | 3 | 100 | 17 | 15
|  |  |  | ACC(ADAPTOR) | General Electric Co. | GPAPT1E | - | - | - | - | -
|  |  |  | ACC(SHORT-CIRCUIT TRIP INDICATOR) | General Electric Co. | GPAE11LLA | - | - | - | - | -
GE.F.GPS1BHAM.EC18 | E172253 | 2018-03-09 | F | MSP | General Electric Co. | GPS1BHAM | 480 | 3 | 50 | 14 | 10 | 480Y/277 | 3 | 65 | 14 | 10 | 420 | 1,4,5
|  |  |  | MC | GE Power Controls Iberica S.L. | EC18[*]311B[**] | 480 | 3 | 100 | 17 | 15
|  |  |  | ACC(ADAPTOR) | General Electric Co. | GPAPT1E | - | - | - | - | -
|  |  |  | ACC(SHORT-CIRCUIT TRIP INDICATOR) | General Electric Co. | GPAE11LLA | - | - | - | - | -
GE.F.GPS1BHAN.EC18 | E172253 | 2018-03-09 | F | MSP | General Electric Co. | GPS1BHAN | 480 | 3 | 50 | 14 | 10 | 480Y/277 | 3 | 65 | 14 | 10 | 420 | 1,4,5
|  |  |  | MC | GE Power Controls Iberica S.L. | EC18[*]311B[**] | 480 | 3 | 100 | 17 | 15
|  |  |  | ACC(ADAPTOR) | General Electric Co. | GPAPT1E | - | - | - | - | -
|  |  |  | ACC(SHORT-CIRCUIT TRIP INDICATOR) | General Electric Co. | GPAE11LLA | - | - | - | - | -
GE.F.GPS1BHAP.EC18 | E172253 | 2018-03-09 | F | MSP | General Electric Co. | GPS1BHAP | 480 | 3 | 50 | 21 | 15 | 480Y/277 | 3 | 65 | 17 | 15 | 420 | 1,4,5
|  |  |  | MC | GE Power Controls Iberica S.L. | EC18[*]311B[**] | 480 | 3 | 100 | 17 | 15
|  |  |  | ACC(ADAPTOR) | General Electric Co. | GPAPT1E | - | - | - | - | -
|  |  |  | ACC(SHORT-CIRCUIT TRIP INDICATOR) | General Electric Co. | GPAE11LLA | - | - | - | - | -
GE.F.GPS1BHAR.EC18 | E172253 | 2018-03-09 | F | MSP | General Electric Co. | GPS1BHAR | 480 | 3 | 50 | 27 | 20 | 480Y/277 | 3 | 65 | 17 | 15 | 420 | 1,4,5
|  |  |  | MC | GE Power Controls Iberica S.L. | EC18[*]311B[**] | 480 | 3 | 100 | 17 | 15
|  |  |  | ACC(ADAPTOR) | General Electric Co. | GPAPT1E | - | - | - | - | -
|  |  |  | ACC(SHORT-CIRCUIT TRIP INDICATOR) | General Electric Co. | GPAE11LLA | - | - | - | - | -
GE.F.GPS1BHAA.EC25 | E172253 | 2018-03-09 | F | MSP | General Electric Co. | GPS1BHAA | 480 | 3 | 50 | 0.16 | - | 480Y/277 | 3 | 65 | 0,16 / 1,2 | - | 420 | 1,4,5
|  |  |  | MC | GE Power Controls Iberica S.L. | EC25[*]311B[**] | 480 | 3 | 100 | 22 | 20
|  |  |  | ACC(ADAPTOR) | General Electric Co. | GPAPT1E | - | - | - | - | -
|  |  |  | ACC(SHORT-CIRCUIT TRIP INDICATOR) | General Electric Co. | GPAE11LLA | - | - | - | - | -
GE.F.GPS1BHAB.EC25 | E172253 | 2018-03-09 | F | MSP | General Electric Co. | GPS1BHAB | 480 | 3 | 50 | 0.25 | - | 480Y/277 | 3 | 65 | 0,25 / 1,8 | - | 420 | 1,4,5
|  |  |  | MC | GE Power Controls Iberica S.L. | EC25[*]311B[**] | 480 | 3 | 100 | 22 | 20
|  |  |  | ACC(ADAPTOR) | General Electric Co. | GPAPT1E | - | - | - | - | -
|  |  |  | ACC(SHORT-CIRCUIT TRIP INDICATOR) | General Electric Co. | GPAE11LLA | - | - | - | - | -
GE.F.GPS1BHAC.EC25 | E172253 | 2018-03-09 | F | MSP | General Electric Co. | GPS1BHAC | 480 | 3 | 50 | 0.4 | - | 480Y/277 | 3 | 65 | 0,4 / 3 | - | 420 | 1,4,5
|  |  |  | MC | GE Power Controls Iberica S.L. | EC25[*]311B[**] | 480 | 3 | 100 | 22 | 20
|  |  |  | ACC(ADAPTOR) | General Electric Co. | GPAPT1E | - | - | - | - | -
|  |  |  | ACC(SHORT-CIRCUIT TRIP INDICATOR) | General Electric Co. | GPAE11LLA | - | - | - | - | -
GE.F.GPS1BHAD.EC25 | E172253 | 2018-03-09 | F | MSP | General Electric Co. | GPS1BHAD | 480 | 3 | 50 | 0.63 | - | 480Y/277 | 3 | 65 | 0,63 / 4,7 | - | 420 | 1,4,5
|  |  |  | MC | GE Power Controls Iberica S.L. | EC25[*]311B[**] | 480 | 3 | 100 | 22 | 20
|  |  |  | ACC(ADAPTOR) | General Electric Co. | GPAPT1E | - | - | - | - | -
|  |  |  | ACC(SHORT-CIRCUIT TRIP INDICATOR) | General Electric Co. | GPAE11LLA | - | - | - | - | -
GE.F.GPS1BHAE.EC25 | E172253 | 2018-03-09 | F | MSP | General Electric Co. | GPS1BHAE | 480 | 3 | 50 | 1 | - | 480Y/277 | 3 | 65 | 22 | 20 | 420 | 1,4,5
|  |  |  | MC | GE Power Controls Iberica S.L. | EC25[*]311B[**] | 480 | 3 | 100 | 22 | 20
|  |  |  | ACC(ADAPTOR) | General Electric Co. | GPAPT1E | - | - | - | - | -
|  |  |  | ACC(SHORT-CIRCUIT TRIP INDICATOR) | General Electric Co. | GPAE11LLA | - | - | - | - | -
GE.F.GPS1BHAF.EC25 | E172253 | 2018-03-09 | F | MSP | General Electric Co. | GPS1BHAF | 480 | 3 | 50 | 1.6 | 3/4 | 480Y/277 | 3 | 65 | 1.6 | 3/4 | 420 | 1,4,5
|  |  |  | MC | GE Power Controls Iberica S.L. | EC25[*]311B[**] | 480 | 3 | 100 | 22 | 20
|  |  |  | ACC(ADAPTOR) | General Electric Co. | GPAPT1E | - | - | - | - | -
|  |  |  | ACC(SHORT-CIRCUIT TRIP INDICATOR) | General Electric Co. | GPAE11LLA | - | - | - | - | -
GE.F.GPS1BHAG.EC25 | E172253 | 2018-03-09 | F | MSP | General Electric Co. | GPS1BHAG | 480 | 3 | 50 | 2.1 | 1 | 480Y/277 | 3 | 65 | 2.1 | 1 | 420 | 1,4,5
|  |  |  | MC | GE Power Controls Iberica S.L. | EC25[*]311B[**] | 480 | 3 | 100 | 22 | 20
|  |  |  | ACC(ADAPTOR) | General Electric Co. | GPAPT1E | - | - | - | - | -
|  |  |  | ACC(SHORT-CIRCUIT TRIP INDICATOR) | General Electric Co. | GPAE11LLA | - | - | - | - | -
GE.F.GPS1BHAH.EC25 | E172253 | 2018-03-09 | F | MSP | General Electric Co. | GPS1BHAH | 480 | 3 | 50 | 3.4 | 2 | 480Y/277 | 3 | 65 | 3.4 | 2 | 420 | 1,4,5
|  |  |  | MC | GE Power Controls Iberica S.L. | EC25[*]311B[**] | 480 | 3 | 100 | 22 | 20
|  |  |  | ACC(ADAPTOR) | General Electric Co. | GPAPT1E | - | - | - | - | -
|  |  |  | ACC(SHORT-CIRCUIT TRIP INDICATOR) | General Electric Co. | GPAE11LLA | - | - | - | - | -
GE.F.GPS1BHAJ.EC25 | E172253 | 2018-03-09 | F | MSP | General Electric Co. | GPS1BHAJ | 480 | 3 | 50 | 4.8 | 3 | 480Y/277 | 3 | 65 | 4.8 | 3 | 420 | 1,4,5
|  |  |  | MC | GE Power Controls Iberica S.L. | EC25[*]311B[**] | 480 | 3 | 100 | 22 | 20
|  |  |  | ACC(ADAPTOR) | General Electric Co. | GPAPT1E | - | - | - | - | -
|  |  |  | ACC(SHORT-CIRCUIT TRIP INDICATOR) | General Electric Co. | GPAE11LLA | - | - | - | - | -
GE.F.GPS1BHAK.EC25 | E172253 | 2018-03-09 | F | MSP | General Electric Co. | GPS1BHAK | 480 | 3 | 50 | 7.6 | 4 | 480Y/277 | 3 | 65 | 7.6 | 4 | 420 | 1,4,5
|  |  |  | MC | GE Power Controls Iberica S.L. | EC25[*]311B[**] | 480 | 3 | 100 | 22 | 20
|  |  |  | ACC(ADAPTOR) | General Electric Co. | GPAPT1E | - | - | - | - | -
|  |  |  | ACC(SHORT-CIRCUIT TRIP INDICATOR) | General Electric Co. | GPAE11LLA | - | - | - | - | -
GE.F.GPS1BHAL.EC25 | E172253 | 2018-03-09 | F | MSP | General Electric Co. | GPS1BHAL | 480 | 3 | 50 | 11 | 7-1/2 | 480Y/277 | 3 | 65 | 11 | 7-1/2 | 420 | 1,4,5
|  |  |  | MC | GE Power Controls Iberica S.L. | EC25[*]311B[**] | 480 | 3 | 100 | 22 | 20
|  |  |  | ACC(ADAPTOR) | General Electric Co. | GPAPT1E | - | - | - | - | -
|  |  |  | ACC(SHORT-CIRCUIT TRIP INDICATOR) | General Electric Co. | GPAE11LLA | - | - | - | - | -
GE.F.GPS1BHAM.EC25 | E172253 | 2018-03-09 | F | MSP | General Electric Co. | GPS1BHAM | 480 | 3 | 50 | 14 | 10 | 480Y/277 | 3 | 65 | 14 | 10 | 420 | 1,4,5
|  |  |  | MC | GE Power Controls Iberica S.L. | EC25[*]311B[**] | 480 | 3 | 100 | 22 | 20
|  |  |  | ACC(ADAPTOR) | General Electric Co. | GPAPT1E | - | - | - | - | -
|  |  |  | ACC(SHORT-CIRCUIT TRIP INDICATOR) | General Electric Co. | GPAE11LLA | - | - | - | - | -
GE.F.GPS1BHAN.EC25 | E172253 | 2018-03-09 | F | MSP | General Electric Co. | GPS1BHAN | 480 | 3 | 50 | 14 | 10 | 480Y/277 | 3 | 65 | 14 | 10 | 420 | 1,4,5
|  |  |  | MC | GE Power Controls Iberica S.L. | EC25[*]311B[**] | 480 | 3 | 100 | 22 | 20
|  |  |  | ACC(ADAPTOR) | General Electric Co. | GPAPT1E | - | - | - | - | -
|  |  |  | ACC(SHORT-CIRCUIT TRIP INDICATOR) | General Electric Co. | GPAE11LLA | - | - | - | - | -
GE.F.GPS1BHAP.EC25 | E172253 | 2018-03-09 | F | MSP | General Electric Co. | GPS1BHAP | 480 | 3 | 50 | 21 | 15 | 480Y/277 | 3 | 65 | 21 | 15 | 420 | 1,4,5
|  |  |  | MC | GE Power Controls Iberica S.L. | EC25[*]311B[**] | 480 | 3 | 100 | 22 | 20
|  |  |  | ACC(ADAPTOR) | General Electric Co. | GPAPT1E | - | - | - | - | -
|  |  |  | ACC(SHORT-CIRCUIT TRIP INDICATOR) | General Electric Co. | GPAE11LLA | - | - | - | - | -
GE.F.GPS1BHAR.EC25 | E172253 | 2018-03-09 | F | MSP | General Electric Co. | GPS1BHAR | 480 | 3 | 50 | 27 | 20 | 480Y/277 | 3 | 65 | 22 | 20 | 420 | 1,4,5
|  |  |  | MC | GE Power Controls Iberica S.L. | EC25[*]311B[**] | 480 | 3 | 100 | 22 | 20
|  |  |  | ACC(ADAPTOR) | General Electric Co. | GPAPT1E | - | - | - | - | -
|  |  |  | ACC(SHORT-CIRCUIT TRIP INDICATOR) | General Electric Co. | GPAE11LLA | - | - | - | - | -
GE.F.GPS1BHAA.EC32 | E172253 | 2018-03-09 | F | MSP | General Electric Co. | GPS1BHAA | 480 | 3 | 50 | 0.16 | - | 480Y/277 | 3 | 65 | 0,16 / 1,2 | - | 420 | 1,4,5
|  |  |  | MC | GE Power Controls Iberica S.L. | EC32[*]300B[**] | 480 | 3 | 100 | 22 | 20
|  |  |  | ACC(ADAPTOR) | General Electric Co. | GPAPT1E | - | - | - | - | -
|  |  |  | ACC(SHORT-CIRCUIT TRIP INDICATOR) | General Electric Co. | GPAE11LLA | - | - | - | - | -
GE.F.GPS1BHAB.EC32 | E172253 | 2018-03-09 | F | MSP | General Electric Co. | GPS1BHAB | 480 | 3 | 50 | 0.25 | - | 480Y/277 | 3 | 65 | 0,25 / 1,8 | - | 420 | 1,4,5
|  |  |  | MC | GE Power Controls Iberica S.L. | EC32[*]300B[**] | 480 | 3 | 100 | 22 | 20
|  |  |  | ACC(ADAPTOR) | General Electric Co. | GPAPT1E | - | - | - | - | -
|  |  |  | ACC(SHORT-CIRCUIT TRIP INDICATOR) | General Electric Co. | GPAE11LLA | - | - | - | - | -
GE.F.GPS1BHAC.EC32 | E172253 | 2018-03-09 | F | MSP | General Electric Co. | GPS1BHAC | 480 | 3 | 50 | 0.4 | - | 480Y/277 | 3 | 65 | 0,4 / 3 | - | 420 | 1,4,5
|  |  |  | MC | GE Power Controls Iberica S.L. | EC32[*]300B[**] | 480 | 3 | 100 | 22 | 20
|  |  |  | ACC(ADAPTOR) | General Electric Co. | GPAPT1E | - | - | - | - | -
|  |  |  | ACC(SHORT-CIRCUIT TRIP INDICATOR) | General Electric Co. | GPAE11LLA | - | - | - | - | -
GE.F.GPS1BHAD.EC32 | E172253 | 2018-03-09 | F | MSP | General Electric Co. | GPS1BHAD | 480 | 3 | 50 | 0.63 | - | 480Y/277 | 3 | 65 | 0,63 / 4,7 | - | 420 | 1,4,5
|  |  |  | MC | GE Power Controls Iberica S.L. | EC32[*]300B[**] | 480 | 3 | 100 | 22 | 20
|  |  |  | ACC(ADAPTOR) | General Electric Co. | GPAPT1E | - | - | - | - | -
|  |  |  | ACC(SHORT-CIRCUIT TRIP INDICATOR) | General Electric Co. | GPAE11LLA | - | - | - | - | -
GE.F.GPS1BHAE.EC32 | E172253 | 2018-03-09 | F | MSP | General Electric Co. | GPS1BHAE | 480 | 3 | 50 | 1 | - | 480Y/277 | 3 | 65 | 22 | 20 | 420 | 1,4,5
|  |  |  | MC | GE Power Controls Iberica S.L. | EC32[*]300B[**] | 480 | 3 | 100 | 22 | 20
|  |  |  | ACC(ADAPTOR) | General Electric Co. | GPAPT1E | - | - | - | - | -
|  |  |  | ACC(SHORT-CIRCUIT TRIP INDICATOR) | General Electric Co. | GPAE11LLA | - | - | - | - | -
GE.F.GPS1BHAF.EC32 | E172253 | 2018-03-09 | F | MSP | General Electric Co. | GPS1BHAF | 480 | 3 | 50 | 1.6 | 3/4 | 480Y/277 | 3 | 65 | 1.6 | 3/4 | 420 | 1,4,5
|  |  |  | MC | GE Power Controls Iberica S.L. | EC32[*]300B[**] | 480 | 3 | 100 | 22 | 20
|  |  |  | ACC(ADAPTOR) | General Electric Co. | GPAPT1E | - | - | - | - | -
|  |  |  | ACC(SHORT-CIRCUIT TRIP INDICATOR) | General Electric Co. | GPAE11LLA | - | - | - | - | -
GE.F.GPS1BHAG.EC32 | E172253 | 2018-03-09 | F | MSP | General Electric Co. | GPS1BHAG | 480 | 3 | 50 | 2.1 | 1 | 480Y/277 | 3 | 65 | 2.1 | 1 | 420 | 1,4,5
|  |  |  | MC | GE Power Controls Iberica S.L. | EC32[*]300B[**] | 480 | 3 | 100 | 22 | 20
|  |  |  | ACC(ADAPTOR) | General Electric Co. | GPAPT1E | - | - | - | - | -
|  |  |  | ACC(SHORT-CIRCUIT TRIP INDICATOR) | General Electric Co. | GPAE11LLA | - | - | - | - | -
GE.F.GPS1BHAH.EC32 | E172253 | 2018-03-09 | F | MSP | General Electric Co. | GPS1BHAH | 480 | 3 | 50 | 3.4 | 2 | 480Y/277 | 3 | 65 | 3.4 | 2 | 420 | 1,4,5
|  |  |  | MC | GE Power Controls Iberica S.L. | EC32[*]300B[**] | 480 | 3 | 100 | 22 | 20
|  |  |  | ACC(ADAPTOR) | General Electric Co. | GPAPT1E | - | - | - | - | -
|  |  |  | ACC(SHORT-CIRCUIT TRIP INDICATOR) | General Electric Co. | GPAE11LLA | - | - | - | - | -
GE.F.GPS1BHAJ.EC32 | E172253 | 2018-03-09 | F | MSP | General Electric Co. | GPS1BHAJ | 480 | 3 | 50 | 4.8 | 3 | 480Y/277 | 3 | 65 | 4.8 | 3 | 420 | 1,4,5
|  |  |  | MC | GE Power Controls Iberica S.L. | EC32[*]300B[**] | 480 | 3 | 100 | 22 | 20
|  |  |  | ACC(ADAPTOR) | General Electric Co. | GPAPT1E | - | - | - | - | -
|  |  |  | ACC(SHORT-CIRCUIT TRIP INDICATOR) | General Electric Co. | GPAE11LLA | - | - | - | - | -
GE.F.GPS1BHAK.EC32 | E172253 | 2018-03-09 | F | MSP | General Electric Co. | GPS1BHAK | 480 | 3 | 50 | 7.6 | 4 | 480Y/277 | 3 | 65 | 7.6 | 4 | 420 | 1,4,5
|  |  |  | MC | GE Power Controls Iberica S.L. | EC32[*]300B[**] | 480 | 3 | 100 | 22 | 20
|  |  |  | ACC(ADAPTOR) | General Electric Co. | GPAPT1E | - | - | - | - | -
|  |  |  | ACC(SHORT-CIRCUIT TRIP INDICATOR) | General Electric Co. | GPAE11LLA | - | - | - | - | -
GE.F.GPS1BHAL.EC32 | E172253 | 2018-03-09 | F | MSP | General Electric Co. | GPS1BHAL | 480 | 3 | 50 | 11 | 7-1/2 | 480Y/277 | 3 | 65 | 11 | 7-1/2 | 420 | 1,4,5
|  |  |  | MC | GE Power Controls Iberica S.L. | EC32[*]300B[**] | 480 | 3 | 100 | 22 | 20
|  |  |  | ACC(ADAPTOR) | General Electric Co. | GPAPT1E | - | - | - | - | -
|  |  |  | ACC(SHORT-CIRCUIT TRIP INDICATOR) | General Electric Co. | GPAE11LLA | - | - | - | - | -
GE.F.GPS1BHAM.EC32 | E172253 | 2018-03-09 | F | MSP | General Electric Co. | GPS1BHAM | 480 | 3 | 50 | 14 | 10 | 480Y/277 | 3 | 65 | 14 | 10 | 420 | 1,4,5
|  |  |  | MC | GE Power Controls Iberica S.L. | EC32[*]300B[**] | 480 | 3 | 100 | 22 | 20
|  |  |  | ACC(ADAPTOR) | General Electric Co. | GPAPT1E | - | - | - | - | -
|  |  |  | ACC(SHORT-CIRCUIT TRIP INDICATOR) | General Electric Co. | GPAE11LLA | - | - | - | - | -
GE.F.GPS1BHAN.EC32 | E172253 | 2018-03-09 | F | MSP | General Electric Co. | GPS1BHAN | 480 | 3 | 50 | 14 | 10 | 480Y/277 | 3 | 65 | 14 | 10 | 420 | 1,4,5
|  |  |  | MC | GE Power Controls Iberica S.L. | EC32[*]300B[**] | 480 | 3 | 100 | 22 | 20
|  |  |  | ACC(ADAPTOR) | General Electric Co. | GPAPT1E | - | - | - | - | -
|  |  |  | ACC(SHORT-CIRCUIT TRIP INDICATOR) | General Electric Co. | GPAE11LLA | - | - | - | - | -
GE.F.GPS1BHAP.EC32 | E172253 | 2018-03-09 | F | MSP | General Electric Co. | GPS1BHAP | 480 | 3 | 50 | 21 | 15 | 480Y/277 | 3 | 65 | 21 | 15 | 420 | 1,4,5
|  |  |  | MC | GE Power Controls Iberica S.L. | EC32[*]300B[**] | 480 | 3 | 100 | 22 | 20
|  |  |  | ACC(ADAPTOR) | General Electric Co. | GPAPT1E | - | - | - | - | -
|  |  |  | ACC(SHORT-CIRCUIT TRIP INDICATOR) | General Electric Co. | GPAE11LLA | - | - | - | - | -
GE.F.GPS1BHAR.EC32 | E172253 | 2018-03-09 | F | MSP | General Electric Co. | GPS1BHAR | 480 | 3 | 50 | 27 | 20 | 480Y/277 | 3 | 65 | 22 | 20 | 420 | 1,4,5
|  |  |  | MC | GE Power Controls Iberica S.L. | EC32[*]300B[**] | 480 | 3 | 100 | 22 | 20
|  |  |  | ACC(ADAPTOR) | General Electric Co. | GPAPT1E | - | - | - | - | -
|  |  |  | ACC(SHORT-CIRCUIT TRIP INDICATOR) | General Electric Co. | GPAE11LLA | - | - | - | - | -
GE.F.GPS2BHAK.EC32 | E172253 | 2018-03-09 | F | MSP | General Electric Co. | GPS2BHAK | 480 | 3 | 50 | 7.6 | 5 | 480Y/277 | 3 | 50 | 7.6 | 5 | 420 | 1,4,5
|  |  |  | MC | GE Power Controls Iberica S.L. | EC32[*]300B[**] | 480 | 3 | 100 | 22 | 20
|  |  |  | ACC(SHORT-CIRCUIT TRIP INDICATOR) | General Electric Co. | GPAE11LLA | - | - | - | - | -
GE.F.GPS2BHAL.EC32 | E172253 | 2018-03-09 | F | MSP | General Electric Co. | GPS2BHAL | 480 | 3 | 50 | 11 | 7-1/2 | 480Y/277 | 3 | 50 | 11 | 7-1/2 | 420 | 1,4,5
|  |  |  | MC | GE Power Controls Iberica S.L. | EC32[*]300B[**] | 480 | 3 | 100 | 22 | 20
|  |  |  | ACC(SHORT-CIRCUIT TRIP INDICATOR) | General Electric Co. | GPAE11LLA | - | - | - | - | -
GE.F.GPS2BHAM.EC32 | E172253 | 2018-03-09 | F | MSP | General Electric Co. | GPS2BHAM | 480 | 3 | 50 | 14 | 10 | 480Y/277 | 3 | 50 | 14 | 10 | 420 | 1,4,5
|  |  |  | MC | GE Power Controls Iberica S.L. | EC32[*]300B[**] | 480 | 3 | 100 | 22 | 20
|  |  |  | ACC(SHORT-CIRCUIT TRIP INDICATOR) | General Electric Co. | GPAE11LLA | - | - | - | - | -
GE.F.GPS2BHAN.EC32 | E172253 | 2018-03-09 | F | MSP | General Electric Co. | GPS2BHAN | 480 | 3 | 50 | 14 | 10 | 480Y/277 | 3 | 50 | 14 | 10 | 420 | 1,4,5
|  |  |  | MC | GE Power Controls Iberica S.L. | EC32[*]300B[**] | 480 | 3 | 100 | 22 | 20
|  |  |  | ACC(SHORT-CIRCUIT TRIP INDICATOR) | General Electric Co. | GPAE11LLA | - | - | - | - | -
GE.F.GPS2BHAP.EC32 | E172253 | 2018-03-09 | F | MSP | General Electric Co. | GPS2BHAP | 480 | 3 | 50 | 21 | 15 | 480Y/277 | 3 | 50 | 21 | 15 | 420 | 1,4,5
|  |  |  | MC | GE Power Controls Iberica S.L. | EC32[*]300B[**] | 480 | 3 | 100 | 22 | 20
|  |  |  | ACC(SHORT-CIRCUIT TRIP INDICATOR) | General Electric Co. | GPAE11LLA | - | - | - | - | -
GE.F.GPS2BHAR.EC32 | E172253 | 2018-03-09 | F | MSP | General Electric Co. | GPS2BHAR | 480 | 3 | 50 | 27 | 20 | 480Y/277 | 3 | 50 | 22 | 20 | 420 | 1,4,5
|  |  |  | MC | GE Power Controls Iberica S.L. | EC32[*]300B[**] | 480 | 3 | 100 | 22 | 20
|  |  |  | ACC(SHORT-CIRCUIT TRIP INDICATOR) | General Electric Co. | GPAE11LLA | - | - | - | - | -
GE.F.GPS2BHAS.EC32 | E172253 | 2018-03-09 | F | MSP | General Electric Co. | GPS2BHAS | 480 | 3 | 50 | 40 | 30 | 480Y/277 | 3 | 50 | 22 | 20 | 420 | 1,4,5
|  |  |  | MC | GE Power Controls Iberica S.L. | EC32[*]300B[**] | 480 | 3 | 100 | 22 | 20
|  |  |  | ACC(SHORT-CIRCUIT TRIP INDICATOR) | General Electric Co. | GPAE11LLA | - | - | - | - | -
GE.F.GPS2BHAT.EC32 | E172253 | 2018-03-09 | F | MSP | General Electric Co. | GPS2BHAT | 480 | 3 | 50 | 40 | 30 | 480Y/277 | 3 | 50 | 22 | 20 | 420 | 1,4,5
|  |  |  | MC | GE Power Controls Iberica S.L. | EC32[*]300B[**] | 480 | 3 | 100 | 22 | 20
|  |  |  | ACC(SHORT-CIRCUIT TRIP INDICATOR) | General Electric Co. | GPAE11LLA | - | - | - | - | -
GE.F.GPS2BHAU.EC32 | E172253 | 2018-03-09 | F | MSP | General Electric Co. | GPS2BHAU | 480 | 3 | 50 | 52 | 40 | 480Y/277 | 3 | 50 | 22 | 20 | 420 | 1,4,5
|  |  |  | MC | GE Power Controls Iberica S.L. | EC32[*]300B[**] | 480 | 3 | 100 | 22 | 20
|  |  |  | ACC(SHORT-CIRCUIT TRIP INDICATOR) | General Electric Co. | GPAE11LLA | - | - | - | - | -
GE.F.GPS2BHAK.EC40 | E172253 | 2018-03-09 | F | MSP | General Electric Co. | GPS2BHAK | 480 | 3 | 50 | 7.6 | 5 | 480Y/277 | 3 | 50 | 7.6 | 5 | 420 | 1,4,5
|  |  |  | MC | GE Power Controls Iberica S.L. | EC40[*]300B[**] | 480 | 3 | 100 | 22 | 20
|  |  |  | ACC(SHORT-CIRCUIT TRIP INDICATOR) | General Electric Co. | GPAE11LLA | - | - | - | - | -
GE.F.GPS2BHAL.EC40 | E172253 | 2018-03-09 | F | MSP | General Electric Co. | GPS2BHAL | 480 | 3 | 50 | 11 | 7-1/2 | 480Y/277 | 3 | 50 | 11 | 7-1/2 | 420 | 1,4,5
|  |  |  | MC | GE Power Controls Iberica S.L. | EC40[*]300B[**] | 480 | 3 | 100 | 22 | 20
|  |  |  | ACC(SHORT-CIRCUIT TRIP INDICATOR) | General Electric Co. | GPAE11LLA | - | - | - | - | -
GE.F.GPS2BHAM.EC40 | E172253 | 2018-03-09 | F | MSP | General Electric Co. | GPS2BHAM | 480 | 3 | 50 | 14 | 10 | 480Y/277 | 3 | 50 | 14 | 10 | 420 | 1,4,5
|  |  |  | MC | GE Power Controls Iberica S.L. | EC40[*]300B[**] | 480 | 3 | 100 | 22 | 20
|  |  |  | ACC(SHORT-CIRCUIT TRIP INDICATOR) | General Electric Co. | GPAE11LLA | - | - | - | - | -
GE.F.GPS2BHAN.EC40 | E172253 | 2018-03-09 | F | MSP | General Electric Co. | GPS2BHAN | 480 | 3 | 50 | 14 | 10 | 480Y/277 | 3 | 50 | 14 | 10 | 420 | 1,4,5
|  |  |  | MC | GE Power Controls Iberica S.L. | EC40[*]300B[**] | 480 | 3 | 100 | 22 | 20
|  |  |  | ACC(SHORT-CIRCUIT TRIP INDICATOR) | General Electric Co. | GPAE11LLA | - | - | - | - | -
GE.F.GPS2BHAP.EC40 | E172253 | 2018-03-09 | F | MSP | General Electric Co. | GPS2BHAP | 480 | 3 | 50 | 21 | 15 | 480Y/277 | 3 | 50 | 21 | 15 | 420 | 1,4,5
|  |  |  | MC | GE Power Controls Iberica S.L. | EC40[*]300B[**] | 480 | 3 | 100 | 22 | 20
|  |  |  | ACC(SHORT-CIRCUIT TRIP INDICATOR) | General Electric Co. | GPAE11LLA | - | - | - | - | -
GE.F.GPS2BHAR.EC40 | E172253 | 2018-03-09 | F | MSP | General Electric Co. | GPS2BHAR | 480 | 3 | 50 | 27 | 20 | 480Y/277 | 3 | 50 | 22 | 20 | 420 | 1,4,5
|  |  |  | MC | GE Power Controls Iberica S.L. | EC40[*]300B[**] | 480 | 3 | 100 | 22 | 20
|  |  |  | ACC(SHORT-CIRCUIT TRIP INDICATOR) | General Electric Co. | GPAE11LLA | - | - | - | - | -
GE.F.GPS2BHAS.EC40 | E172253 | 2018-03-09 | F | MSP | General Electric Co. | GPS2BHAS | 480 | 3 | 50 | 40 | 30 | 480Y/277 | 3 | 50 | 22 | 20 | 420 | 1,4,5
|  |  |  | MC | GE Power Controls Iberica S.L. | EC40[*]300B[**] | 480 | 3 | 100 | 22 | 20
|  |  |  | ACC(SHORT-CIRCUIT TRIP INDICATOR) | General Electric Co. | GPAE11LLA | - | - | - | - | -
GE.F.GPS2BHAT.EC40 | E172253 | 2018-03-09 | F | MSP | General Electric Co. | GPS2BHAT | 480 | 3 | 50 | 40 | 30 | 480Y/277 | 3 | 50 | 22 | 20 | 420 | 1,4,5
|  |  |  | MC | GE Power Controls Iberica S.L. | EC40[*]300B[**] | 480 | 3 | 100 | 22 | 20
|  |  |  | ACC(SHORT-CIRCUIT TRIP INDICATOR) | General Electric Co. | GPAE11LLA | - | - | - | - | -
GE.F.GPS2BHAU.EC40 | E172253 | 2018-03-09 | F | MSP | General Electric Co. | GPS2BHAU | 480 | 3 | 50 | 52 | 40 | 480Y/277 | 3 | 50 | 22 | 20 | 420 | 1,4,5
|  |  |  | MC | GE Power Controls Iberica S.L. | EC40[*]300B[**] | 480 | 3 | 100 | 22 | 20
|  |  |  | ACC(SHORT-CIRCUIT TRIP INDICATOR) | General Electric Co. | GPAE11LLA | - | - | - | - | -
GE.F.GPS2BHAK.EF50 | E172253 | 2018-03-09 | F | MSP | General Electric Co. | GPS2BHAK | 480 | 3 | 50 | 7.6 | 5 | 480Y/277 | 3 | 65 | 7.6 | 5 | 420 | 1,4,5
|  |  |  | MC | GE Power Controls Iberica S.L. | EF50[*]300B[**] | 480 | 3 | 100 | 41 | 40
|  |  |  | ACC(SHORT-CIRCUIT TRIP INDICATOR) | General Electric Co. | GPAE11LLA | - | - | - | - | -
GE.F.GPS2BHAL.EF50 | E172253 | 2018-03-09 | F | MSP | General Electric Co. | GPS2BHAL | 480 | 3 | 50 | 11 | 7-1/2 | 480Y/277 | 3 | 65 | 11 | 7-1/2 | 420 | 1,4,5
|  |  |  | MC | GE Power Controls Iberica S.L. | EF50[*]300B[**] | 480 | 3 | 100 | 41 | 40
|  |  |  | ACC(SHORT-CIRCUIT TRIP INDICATOR) | General Electric Co. | GPAE11LLA | - | - | - | - | -
GE.F.GPS2BHAM.EF50 | E172253 | 2018-03-09 | F | MSP | General Electric Co. | GPS2BHAM | 480 | 3 | 50 | 14 | 10 | 480Y/277 | 3 | 65 | 14 | 10 | 420 | 1,4,5
|  |  |  | MC | GE Power Controls Iberica S.L. | EF50[*]300B[**] | 480 | 3 | 100 | 41 | 40
|  |  |  | ACC(SHORT-CIRCUIT TRIP INDICATOR) | General Electric Co. | GPAE11LLA | - | - | - | - | -
GE.F.GPS2BHAN.EF50 | E172253 | 2018-03-09 | F | MSP | General Electric Co. | GPS2BHAN | 480 | 3 | 50 | 14 | 10 | 480Y/277 | 3 | 65 | 14 | 10 | 420 | 1,4,5
|  |  |  | MC | GE Power Controls Iberica S.L. | EF50[*]300B[**] | 480 | 3 | 100 | 41 | 40
|  |  |  | ACC(SHORT-CIRCUIT TRIP INDICATOR) | General Electric Co. | GPAE11LLA | - | - | - | - | -
GE.F.GPS2BHAP.EF50 | E172253 | 2018-03-09 | F | MSP | General Electric Co. | GPS2BHAP | 480 | 3 | 50 | 21 | 15 | 480Y/277 | 3 | 65 | 21 | 15 | 420 | 1,4,5
|  |  |  | MC | GE Power Controls Iberica S.L. | EF50[*]300B[**] | 480 | 3 | 100 | 41 | 40
|  |  |  | ACC(SHORT-CIRCUIT TRIP INDICATOR) | General Electric Co. | GPAE11LLA | - | - | - | - | -
GE.F.GPS2BHAR.EF50 | E172253 | 2018-03-09 | F | MSP | General Electric Co. | GPS2BHAR | 480 | 3 | 50 | 27 | 20 | 480Y/277 | 3 | 65 | 27 | 20 | 420 | 1,4,5
|  |  |  | MC | GE Power Controls Iberica S.L. | EF50[*]300B[**] | 480 | 3 | 100 | 41 | 40
|  |  |  | ACC(SHORT-CIRCUIT TRIP INDICATOR) | General Electric Co. | GPAE11LLA | - | - | - | - | -
GE.F.GPS2BHAS.EF50 | E172253 | 2018-03-09 | F | MSP | General Electric Co. | GPS2BHAS | 480 | 3 | 50 | 40 | 30 | 480Y/277 | 3 | 65 | 40 | 30 | 420 | 1,4,5
|  |  |  | MC | GE Power Controls Iberica S.L. | EF50[*]300B[**] | 480 | 3 | 100 | 41 | 40
|  |  |  | ACC(SHORT-CIRCUIT TRIP INDICATOR) | General Electric Co. | GPAE11LLA | - | - | - | - | -
GE.F.GPS2BHAT.EF50 | E172253 | 2018-03-09 | F | MSP | General Electric Co. | GPS2BHAT | 480 | 3 | 50 | 40 | 30 | 480Y/277 | 3 | 65 | 40 | 30 | 420 | 1,4,5
|  |  |  | MC | GE Power Controls Iberica S.L. | EF50[*]300B[**] | 480 | 3 | 100 | 41 | 40
|  |  |  | ACC(SHORT-CIRCUIT TRIP INDICATOR) | General Electric Co. | GPAE11LLA | - | - | - | - | -
GE.F.GPS2BHAU.EF50 | E172253 | 2018-03-09 | F | MSP | General Electric Co. | GPS2BHAU | 480 | 3 | 50 | 52 | 40 | 480Y/277 | 3 | 65 | 41 | 40 | 420 | 1,4,5
|  |  |  | MC | GE Power Controls Iberica S.L. | EF50[*]300B[**] | 480 | 3 | 100 | 41 | 40
|  |  |  | ACC(SHORT-CIRCUIT TRIP INDICATOR) | General Electric Co. | GPAE11LLA | - | - | - | - | -
GE.F.GPS2BHAK.EF65 | E172253 | 2018-03-09 | F | MSP | General Electric Co. | GPS2BHAK | 480 | 3 | 50 | 7.6 | 5 | 480Y/277 | 3 | 65 | 7.6 | 5 | 420 | 1,4,5
|  |  |  | MC | GE Power Controls Iberica S.L. | EF65[*]300B[**] | 480 | 3 | 100 | 52 | 50
|  |  |  | ACC(SHORT-CIRCUIT TRIP INDICATOR) | General Electric Co. | GPAE11LLA | - | - | - | - | -
GE.F.GPS2BHAL.EF65 | E172253 | 2018-03-09 | F | MSP | General Electric Co. | GPS2BHAL | 480 | 3 | 50 | 11 | 7-1/2 | 480Y/277 | 3 | 65 | 11 | 7-1/2 | 420 | 1,4,5
|  |  |  | MC | GE Power Controls Iberica S.L. | EF65[*]300B[**] | 480 | 3 | 100 | 52 | 50
|  |  |  | ACC(SHORT-CIRCUIT TRIP INDICATOR) | General Electric Co. | GPAE11LLA | - | - | - | - | -
GE.F.GPS2BHAM.EF65 | E172253 | 2018-03-09 | F | MSP | General Electric Co. | GPS2BHAM | 480 | 3 | 50 | 14 | 10 | 480Y/277 | 3 | 65 | 14 | 10 | 420 | 1,4,5
|  |  |  | MC | GE Power Controls Iberica S.L. | EF65[*]300B[**] | 480 | 3 | 100 | 52 | 50
|  |  |  | ACC(SHORT-CIRCUIT TRIP INDICATOR) | General Electric Co. | GPAE11LLA | - | - | - | - | -
GE.F.GPS2BHAN.EF65 | E172253 | 2018-03-09 | F | MSP | General Electric Co. | GPS2BHAN | 480 | 3 | 50 | 14 | 10 | 480Y/277 | 3 | 65 | 14 | 10 | 420 | 1,4,5
|  |  |  | MC | GE Power Controls Iberica S.L. | EF65[*]300B[**] | 480 | 3 | 100 | 52 | 50
|  |  |  | ACC(SHORT-CIRCUIT TRIP INDICATOR) | General Electric Co. | GPAE11LLA | - | - | - | - | -
GE.F.GPS2BHAP.EF65 | E172253 | 2018-03-09 | F | MSP | General Electric Co. | GPS2BHAP | 480 | 3 | 50 | 21 | 15 | 480Y/277 | 3 | 65 | 21 | 15 | 420 | 1,4,5
|  |  |  | MC | GE Power Controls Iberica S.L. | EF65[*]300B[**] | 480 | 3 | 100 | 52 | 50
|  |  |  | ACC(SHORT-CIRCUIT TRIP INDICATOR) | General Electric Co. | GPAE11LLA | - | - | - | - | -
GE.F.GPS2BHAR.EF65 | E172253 | 2018-03-09 | F | MSP | General Electric Co. | GPS2BHAR | 480 | 3 | 50 | 27 | 20 | 480Y/277 | 3 | 65 | 27 | 20 | 420 | 1,4,5
|  |  |  | MC | GE Power Controls Iberica S.L. | EF65[*]300B[**] | 480 | 3 | 100 | 52 | 50
|  |  |  | ACC(SHORT-CIRCUIT TRIP INDICATOR) | General Electric Co. | GPAE11LLA | - | - | - | - | -
GE.F.GPS2BHAS.EF65 | E172253 | 2018-03-09 | F | MSP | General Electric Co. | GPS2BHAS | 480 | 3 | 50 | 40 | 30 | 480Y/277 | 3 | 65 | 40 | 30 | 420 | 1,4,5
|  |  |  | MC | GE Power Controls Iberica S.L. | EF65[*]300B[**] | 480 | 3 | 100 | 52 | 50
|  |  |  | ACC(SHORT-CIRCUIT TRIP INDICATOR) | General Electric Co. | GPAE11LLA | - | - | - | - | -
GE.F.GPS2BHAT.EF65 | E172253 | 2018-03-09 | F | MSP | General Electric Co. | GPS2BHAT | 480 | 3 | 50 | 40 | 30 | 480Y/277 | 3 | 65 | 40 | 30 | 420 | 1,4,5
|  |  |  | MC | GE Power Controls Iberica S.L. | EF65[*]300B[**] | 480 | 3 | 100 | 52 | 50
|  |  |  | ACC(SHORT-CIRCUIT TRIP INDICATOR) | General Electric Co. | GPAE11LLA | - | - | - | - | -
GE.F.GPS2BHAU.EF65 | E172253 | 2018-03-09 | F | MSP | General Electric Co. | GPS2BHAU | 480 | 3 | 50 | 52 | 40 | 480Y/277 | 3 | 65 | 52 | 40 | 420 | 1,4,5
|  |  |  | MC | GE Power Controls Iberica S.L. | EF65[*]300B[**] | 480 | 3 | 100 | 52 | 50
|  |  |  | ACC(SHORT-CIRCUIT TRIP INDICATOR) | General Electric Co. | GPAE11LLA | - | - | - | - | -
GE.F.GPS2BHAK.EF80 | E172253 | 2018-03-09 | F | MSP | General Electric Co. | GPS2BHAK | 480 | 3 | 50 | 7.6 | 5 | 480Y/277 | 3 | 65 | 7.6 | 5 | 420 | 1,4,5
|  |  |  | MC | GE Power Controls Iberica S.L. | EF80[*]300B[**] | 480 | 3 | 100 | 62 | 60
|  |  |  | ACC(SHORT-CIRCUIT TRIP INDICATOR) | General Electric Co. | GPAE11LLA | - | - | - | - | -
GE.F.GPS2BHAL.EF80 | E172253 | 2018-03-09 | F | MSP | General Electric Co. | GPS2BHAL | 480 | 3 | 50 | 11 | 7-1/2 | 480Y/277 | 3 | 65 | 11 | 7-1/2 | 420 | 1,4,5
|  |  |  | MC | GE Power Controls Iberica S.L. | EF80[*]300B[**] | 480 | 3 | 100 | 62 | 60
|  |  |  | ACC(SHORT-CIRCUIT TRIP INDICATOR) | General Electric Co. | GPAE11LLA | - | - | - | - | -
GE.F.GPS2BHAM.EF80 | E172253 | 2018-03-09 | F | MSP | General Electric Co. | GPS2BHAM | 480 | 3 | 50 | 14 | 10 | 480Y/277 | 3 | 65 | 14 | 10 | 420 | 1,4,5
|  |  |  | MC | GE Power Controls Iberica S.L. | EF80[*]300B[**] | 480 | 3 | 100 | 62 | 60
|  |  |  | ACC(SHORT-CIRCUIT TRIP INDICATOR) | General Electric Co. | GPAE11LLA | - | - | - | - | -
GE.F.GPS2BHAN.EF80 | E172253 | 2018-03-09 | F | MSP | General Electric Co. | GPS2BHAN | 480 | 3 | 50 | 14 | 10 | 480Y/277 | 3 | 65 | 14 | 10 | 420 | 1,4,5
|  |  |  | MC | GE Power Controls Iberica S.L. | EF80[*]300B[**] | 480 | 3 | 100 | 62 | 60
|  |  |  | ACC(SHORT-CIRCUIT TRIP INDICATOR) | General Electric Co. | GPAE11LLA | - | - | - | - | -
GE.F.GPS2BHAP.EF80 | E172253 | 2018-03-09 | F | MSP | General Electric Co. | GPS2BHAP | 480 | 3 | 50 | 21 | 15 | 480Y/277 | 3 | 65 | 21 | 15 | 420 | 1,4,5
|  |  |  | MC | GE Power Controls Iberica S.L. | EF80[*]300B[**] | 480 | 3 | 100 | 62 | 60
|  |  |  | ACC(SHORT-CIRCUIT TRIP INDICATOR) | General Electric Co. | GPAE11LLA | - | - | - | - | -
GE.F.GPS2BHAR.EF80 | E172253 | 2018-03-09 | F | MSP | General Electric Co. | GPS2BHAR | 480 | 3 | 50 | 27 | 20 | 480Y/277 | 3 | 65 | 27 | 20 | 420 | 1,4,5
|  |  |  | MC | GE Power Controls Iberica S.L. | EF80[*]300B[**] | 480 | 3 | 100 | 62 | 60
|  |  |  | ACC(SHORT-CIRCUIT TRIP INDICATOR) | General Electric Co. | GPAE11LLA | - | - | - | - | -
GE.F.GPS2BHAS.EF80 | E172253 | 2018-03-09 | F | MSP | General Electric Co. | GPS2BHAS | 480 | 3 | 50 | 40 | 30 | 480Y/277 | 3 | 65 | 40 | 30 | 420 | 1,4,5
|  |  |  | MC | GE Power Controls Iberica S.L. | EF80[*]300B[**] | 480 | 3 | 100 | 62 | 60
|  |  |  | ACC(SHORT-CIRCUIT TRIP INDICATOR) | General Electric Co. | GPAE11LLA | - | - | - | - | -
GE.F.GPS2BHAT.EF80 | E172253 | 2018-03-09 | F | MSP | General Electric Co. | GPS2BHAT | 480 | 3 | 50 | 40 | 30 | 480Y/277 | 3 | 65 | 40 | 30 | 420 | 1,4,5
|  |  |  | MC | GE Power Controls Iberica S.L. | EF80[*]300B[**] | 480 | 3 | 100 | 62 | 60
|  |  |  | ACC(SHORT-CIRCUIT TRIP INDICATOR) | General Electric Co. | GPAE11LLA | - | - | - | - | -
GE.F.GPS2BHAU.EF80 | E172253 | 2018-03-09 | F | MSP | General Electric Co. | GPS2BHAU | 480 | 3 | 50 | 52 | 40 | 480Y/277 | 3 | 65 | 52 | 40 | 420 | 1,4,5
|  |  |  | MC | GE Power Controls Iberica S.L. | EF80[*]300B[**] | 480 | 3 | 100 | 62 | 60
|  |  |  | ACC(SHORT-CIRCUIT TRIP INDICATOR) | General Electric Co. | GPAE11LLA | - | - | - | - | -

## Data 240 (hidden)
Complete Part Number | Voltage, V | Number of Phases | SCCR, kA | Full Load Current, A | Hp Rating
GPS1BHAA | 240 | 3 | 50
GPS1BHAB | 240 | 3 | 50
GPS1BHAC | 240 | 3 | 50
GPS1BHAD | 240 | 3 | 50
GPS1BHAE | 240 | 3 | 50
GPS1BHAF | 240 | 3 | 50
GPS1BHAG | 240 | 3 | 50 | 2.2 | 0.5 | 2.2 | 0.5
GPS1BHAH | 240 | 3 | 50 | 3.2 | 0.75 | 3.2 | 0.75
GPS1BHAJ | 240 | 3 | 50 | 6 | 1-1/2 | 6 | 1-1/2
GPS1BHAK | 240 | 3 | 50 | 9.6 | 3 | 9.6 | 3
GPS1BHAL | 240 | 3 | 50 | 9.6 | 3 | 9.6 | 3
GPS1BHAM | 240 | 3 | 50 | 15.2 | 5 | 15.2 | 5
GPS1BHAN | 240 | 3 | 50 | 15.2 | 5 | 15.2 | 5
GPS1BHAP | 240 | 3 | 50 | 22 | 7-1/2 | 22 | 7-1/2
GPS1BHAR | 240 | 3 | 50 | 28 | 10 | 28 | 10
GPS2BHAK | 240 | 3 | 50 | 9.6 | 3 | 9.6 | 3
GPS2BHAL | 240 | 3 | 50 | 9.6 | 3 | 9.6 | 3
GPS2BHAM | 240 | 3 | 50 | 15.2 | 5 | 15.2 | 5
GPS2BHAN | 240 | 3 | 50 | 15.2 | 5 | 15.2 | 5
GPS2BHAP | 240 | 3 | 50 | 22 | 7-1/2 | 22 | 7-1/2
GPS2BHAR | 240 | 3 | 50 | 28 | 10 | 28 | 10
GPS2BHAS | 240 | 3 | 50 | 28 | 10 | 28 | 10
GPS2BHAT | 240 | 3 | 50 | 42 | 15 | 42 | 15
GPS2BHAU | 240 | 3 | 50 | 54 | 20 | 54 | 20
GPAPT1E | - | - | - | - | -
GPAE11LLA | - | - | - | - | -
EC09[*]311B[**] | 240 | 3 | 100 | 9.6 | 3 | 9.6 | 3
EC12[*]311B[**] | 240 | 3 | 100 | 9.6 | 3 | 9.6 | 3
EC18[*]311B[**] | 240 | 3 | 100 | 15.2 | 5 | 15.2 | 5
EC25[*]311B[**] | 240 | 3 | 100 | 22 | 7.5 | 22 | 7.5
EC32[*]300B[**] | 240 | 3 | 100 | 28 | 10 | 28 | 10
EC40[*]300B[**] | 240 | 3 | 100 | 28 | 10 | 28 | 10
EF50[*]300B[**] | 240 | 3 | 100 | 42 | 15 | 42 | 15
EF65[*]300B[**] | 240 | 3 | 100 | 54 | 20 | 54 | 20
EF80[*]300B[**] | 240 | 3 | 100 | 68 | 25 | 68 | 25

## Data 480 (hidden)
Complete Part Number | Voltage, V | Number of Phases | SCCR, kA | Full Load Current, A | Hp Rating
GPS1BHAA | 480 | 3 | 50 | 0.16 | -
GPS1BHAB | 480 | 3 | 50 | 0.25 | -
GPS1BHAC | 480 | 3 | 50 | 0.4 | -
GPS1BHAD | 480 | 3 | 50 | 0.63 | -
GPS1BHAE | 480 | 3 | 50 | 1 | -
GPS1BHAF | 480 | 3 | 50 | 1.6 | 3/4
GPS1BHAG | 480 | 3 | 50 | 2.1 | 1
GPS1BHAH | 480 | 3 | 50 | 3.4 | 2
GPS1BHAJ | 480 | 3 | 50 | 4.8 | 3
GPS1BHAK | 480 | 3 | 50 | 7.6 | 4
GPS1BHAL | 480 | 3 | 50 | 11 | 7-1/2
GPS1BHAM | 480 | 3 | 50 | 14 | 10
GPS1BHAN | 480 | 3 | 50 | 14 | 10
GPS1BHAP | 480 | 3 | 50 | 21 | 15
GPS1BHAR | 480 | 3 | 50 | 27 | 20
GPS2BHAK | 480 | 3 | 50 | 7.6 | 5
GPS2BHAL | 480 | 3 | 50 | 11 | 7-1/2
GPS2BHAM | 480 | 3 | 50 | 14 | 10
GPS2BHAN | 480 | 3 | 50 | 14 | 10
GPS2BHAP | 480 | 3 | 50 | 21 | 15
GPS2BHAR | 480 | 3 | 50 | 27 | 20
GPS2BHAS | 480 | 3 | 50 | 40 | 30
GPS2BHAT | 480 | 3 | 50 | 40 | 30
GPS2BHAU | 480 | 3 | 50 | 52 | 40
MC0[*]310AT[**] | 480 | 3 | 50 | 3.9 | 3
MC1[*]310AT[**] | 480 | 3 | 50 | 6.1 | 5
CL00[*]310T[**] | 480 | 3 | 100 | 9 | 7.5
CL01[*]310T[**] | 480 | 3 | 100 | 11 | 10
CL02[*]310T[**] | 480 | 3 | 100 | 17 | 15
CL25[*]310T[**] | 480 | 3 | 100 | 17 | 15
CL03[*]310M[**] | 480 | 3 | 100 | 22 | 20
CL04[*]310M[**] | 480 | 3 | 100 | 27 | 5
CL45[*]300M[**] | 480 | 3 | 100 | 41 | 40
CL05[*]300M[**] | 480 | 3 | 100 | 41 | 40
CL06[*]300M[**] | 480 | 3 | 100 | 41 | 40
CL07[*]300M[**] | 480 | 3 | 100 | 52 | 50
CL08[*]300M[**] | 480 | 3 | 100 | 62 | 60
GPAPT1E | - | - | - | - | -
GPAE11LLA | - | - | - | - | -
EC09[*]311B[**] | 480 | 3 | 100 | 9 | 7.5
EC12[*]311B[**] | 480 | 3 | 100 | 11 | 10
EC18[*]311B[**] | 480 | 3 | 100 | 17 | 15
EC25[*]311B[**] | 480 | 3 | 100 | 22 | 20
EC32[*]300B[**] | 480 | 3 | 100 | 22 | 20
EC40[*]300B[**] | 480 | 3 | 100 | 22 | 20
EF50[*]300B[**] | 480 | 3 | 100 | 41 | 40
EF65[*]300B[**] | 480 | 3 | 100 | 52 | 50
EF80[*]300B[**] | 480 | 3 | 100 | 62 | 60